## Order
Scenario 4
Single rate for supply + install | [18 empty] | 1273119.694
|  | UNIQUE IDENTIFIERS | [8 empty] | UOM | QTY
Sr. No. | Item Range Code | Description | Area | Make | Model No./ Product Code | Tag/ Item No. | ITC HS Code | Country of Origin | Port of Loading | User defined column |  |  | Supply + Installation Rate
[13 empty] | Basic Rate | VAT | Service | CESS | Other | supply + Installation total | Amount
A | 601030000 | INTERIOR FINISHES (WET & FIXED MILL WORKS) | [8 empty] | Nil | 0 | 0 | 0 | 0 | 0 | 0 | 0 | 0
I | 601030000 | PARTITIONS & PANELING | [8 empty] | Nil | 0 | 0 | 0 | 0 | 0 | 0 | 0 | 0
| 601030000 | General Notes : | [8 empty] | Nil | 0 | 0 | 0 | 0 | 0 | 0 | 0 | 0
| 601030000 | 1. It is the responsibility of the contractor to ensure that all partitions should have adequate structural stability for taking the loads of the partitions and the cladding, wall units etc. | [8 empty] | Nil | 0 | 0 | 0 | 0 | 0 | 0 | 0 | 0
| 601030000 | 2. The framework shall be adequately strengthened wherever necessary, by providing full height MS box sections vertically as directed without extra cost. All vertical members of the partitions, wherever structurally required and as directed, shall be taken through the false ceiling to the structural slab/ beams etc. and shall be properly anchored at top & bottom. | [8 empty] | Nil | 0 | 0 | 0 | 0 | 0 | 0 | 0 | 0
| 601030000 | 3. The junction of the false ceiling & partitions shall be properly treated to present a well finished appearance at no extra cost. | [8 empty] | Nil | 0 | 0 | 0 | 0 | 0 | 0 | 0 | 0
| 601030000 | 4. All veneers shall be 4mm thick and book-matching. | [8 empty] | Nil | 0 | 0 | 0 | 0 | 0 | 0 | 0 | 0
| 601030000 | 5. All laminates shall be 1mm thick and book-matching. | [8 empty] | Nil | 0 | 0 | 0 | 0 | 0 | 0 | 0 | 0
| 601030000 | 6. All plywood shall be Garjan commercial ply conforming to the latest IS standards | [8 empty] | Nil | 0 | 0 | 0 | 0 | 0 | 0 | 0 | 0
| 601030000 | 7. For height, clear height from finished floor level to bottom of false ceiling will be considered for measurement. However the contractor shall extend the partitions for around 60/ 70 mm above the false ceiling if so directed. | [8 empty] | Nil | 0 | 0 | 0 | 0 | 0 | 0 | 0 | 0
| 601030000 | 8. No additional payment shall be made for providing trap door openings, cut outs for electrical fixtures, A.C. grills, speakers, sensors, all detectors, cameras, providing grooves etc. The contractor shall co-ordinate with the other service agencies appointed by the Employer. | [8 empty] | Nil | 0 | 0 | 0 | 0 | 0 | 0 | 0 | 0
| 601030000 | 9. Wherever toughened glass is specified, the contractor shall take onsite measurements for cutouts for fixtures before toughening process. If required, a forma made out of plywood shall be made to the exact dimensions and got approved before procurement of toughened glass. | [8 empty] | Nil | 0 | 0 | 0 | 0 | 0 | 0 | 0 | 0
| 601030000 | 10. Basic Rate of Veneer shall be Rs. 75 per Sft. | [8 empty] | Nil | 0 | 0 | 0 | 0 | 0 | 0 | 0 | 0
1 | 601030000 | Providing & fixing wooden paneling made out of 8mm thick Garjan commercial ply with 4mm thick approved veneer finish, melamine polished, with approved Salwood framework of required sections having approximate size of 38mm x 25mm at approximately 450 mm c/c both ways, as shown, treating the hardwood with one coat of approved wood preservative, top and side 25mm thick hardwood edge lipping, all complete as per approved shop drawings and as directed by the Engineer. All exposed wooden surfaces shall be applied with three coats of melamine matt polish. | [8 empty] | Nil | 0 | 0 | 0 | 0 | 0 | 0 | 0 | 0
1.1 | 601030000 | Wooden Paneling using 8mm thick Garjan commercial ply finished with 4mm thick approved Indian Rosewood veneer with three coats of melamine matt polish. (For walls of Corridor) | [8 empty] | Sqm. | 7 | 4600 | 230 | 227.424 | 0 | 0 | 5057.424 | 35401.968
1.2 | 601030000 | Wooden Paneling using 8mm thick Garjan commercial ply finished with approved synthetic enamel paint over watercut Lambi/Putty base (For dummy doors of Corridor Shafts). The item shall include for fixing of door hinges, tower bolt and allen key to the corridor shaft doors | [8 empty] | Sqm. | 28 | 3162.5 | 158.125 | 156.354 | 0 | 0 | 3476.979 | 97355.412
1.3 | 601030000 | Wooden Paneling using 8mm thick Garjan commercial ply finished with 4mm thick approved Indian Rosewood veneer with three coats of melamine matt polish. (For dummy door in Corridor in front of Twin Room). The item shall include for fixing SS door hardware (on corridor side only) matching to the Twin Room main door hardware. | [8 empty] | Sqm. | 2 | 3450 | 172.5 | 170.568 | 0 | 0 | 3793.068 | 7586.136
2 | 601030000 | Providing and installing wooden skirting with 12mm thick Garjan commercial ply (upto 100mm high) including fixing the skirting with screws to the wall / columns / partitions etc. finishing with approved veneer (as mentioned below) including accessories, making grooves etc. all complete all as per detailed drawings and as directed by the Engineer. | [8 empty] | Nil | 0 | 0 | 0 | 0 | 0 | 0 | 0 | 0
2.1 | 601030000 | Skirting finished in 4mm thick approved Indian Rosewood veneer with three coats of melamine matt polish. (For walls of Corridor) | [8 empty] | Rmt. | 20 | 632.5 | 31.625 | 31.2708 | 0 | 0 | 695.3958 | 13907.916
II | 601030000 | INTERNAL PAINTING | [10 empty] | 0 |  |  |  | 0
1 | 601030000 | Providing and applying in two or more coats, Acrylic Emulsion Paint (as specified below) of approved brand and shade to internal surfaces (walls/ partitions/ ceiling), to give an even shade to the approval of the Engineer, including thoroughly brushing | [8 empty] | Nil | 0 | 0 | 0 | 0 | 0 | 0 | 0 | 0
| 601030000 | the surface free from foreign matter, sandpapering smooth, filling in all holes and cracks, applying lambi / palti and rubbing down the surface, lambi/palti sandwiched with two coats of approved primer, rate to include all tools, labour, scaffolding, primer as required, complete as directed by the Engineer. | [8 empty] | Nil | 0 | 0 | 0 | 0 | 0 | 0 | 0 | 0
| 601030000 | Note: Flat area (Not Girthed) in horizontal / vertical plane will be measured for payment and no multiplying factor will be applicable for payment. No additional payment will be made for grooves, cornices, vatta, mouldings etc. | [8 empty] | Nil | 0 | 0 | 0 | 0 | 0 | 0 | 0 | 0
1.1 | 601030000 | First Quality water based Emulsion Paint (Colour Code 30YY-74/121 manufactured by ICI Paints or approved equivalent) (For walls of Mock-up Room). Matching shade of acrylic emulsion paint by asian paints is considered. | [8 empty] | Sqm. | 46 | 316.25 | 15.8125 | 15.6354 | 0 | 0 | 347.6979 | 15994.1034
1.2 | 601030000 | First Quality water based Emulsion Paint (Colour Code 30YY-80/088 manufactured by ICI Paints or approved equivalent) (For ceiling of Mock-up Room). Matching shade of acrylic emulsion paint by asian paints is considered. | [8 empty] | Sqm. | 30 | 316.25 | 15.8125 | 15.6354 | 0 | 0 | 347.6979 | 10430.937
2 | 601030000 | Providing and applying Plaster of Paris punning of 6mm average thickness over ceiling surfaces or wherever specified to prepare the surface even and smooth and in proper plumb including all leads and lifts, surface preparation, with all incidentals, or as directed, pattas, sills, necessary scaffolding / staging etc. complete. as directed by the Engineer. The surface punned shall be kept ready to take on paint/wall paper. (For mock-up only for leveling purpose in Bison panel / calcium silicate false ceiling & for areas of wall paper & painting) | [8 empty] | Sqm. | 0 | 287.5 | 14.375 | 14.214 | 0 | 0 | 316.089 | 0
3 | 601030000 | Providing & applying two coats of acrylic paints to the external surfaces whether plastered or form finish, using exterior quality acrylic weather shield paint of approved shade & make including preparing the base surface, attending to broken edges, corners or patches of plastered surface and filling with cementetious grout, scaffolding, cleaning the surface, providing & applying STC biocide, priming coat etc. complete all as per manufacturers guidelines and as directed by the Engineer. | [8 empty] | Sqm. | 0 | 402.5 | 20.125 | 19.8996 | 0 | 0 | 442.5246 | 0
III | 601030000 | FLOORING | [8 empty] | Nil | 0 | 0 | 0 | 0 | 0 | 0 | 0 | 0
1 | 601030000 | Providing and laying 40mm thick IPS flooring with 28mm thick base layer of cement concrete 1:2:4 (1 cement :2 coarse sand : 4 graded stone aggregate) laid first using graded hard broken stone aggregate of 20mm nominal size from approved quarry and 12mm topping comprising of one part of cement and two parts of graded hard broken stone aggregate of 6mm size by proportion obtained from approved quarry including providing 3mm thick Aluminium dividing strips to the full depth of flooring, laying in alternate panels of size 1.5m x 1.5m curing, polishing smooth to required levels and slopes etc. complete as per specifications. | [8 empty] | Sqm | 25 | 690 | 34.5 | 34.1136 | 0 | 0 | 758.6136 | 18965.34
IV | 601030000 | FALSE CEILING | [8 empty] | Nil | 0 | 0 | 0 | 0 | 0 | 0 | 0 | 0
1 | 601030000 | Providing and fixing Gypsum False Ceiling (of Saint Gobain make or approved equivalent) which includes Gypsteel® ULTRA CRP surface ribbed perimeter channels (having one flange of 20mm and another flange of 30mm and a web of 28mm) along the perimeter of ceiling, screw fixed to brick wall/partition with the help of nylon sleeves and screws, at 610mm centers. Then suspending Gypsteel® ULTRA CRP surface ribbed intermediate channels of size 45mm (with two flanges of 15mm each) from the soffit at 1220mm centers with Gypsteel ULTRA CRP surface ribbed | [8 empty] | Nil | 0 | 0 | 0 | 0 | 0 | 0 | 0 | 0
| 601030000 | ceiling angle of width 25mmx10mm fixed to soffit with GI cleat and steel expansion fasteners(Mfg by Saint Gobain Gyproc). Then Gypsteel® ULTRA CRP surface ribbed Ceiling section of having web of 51.5mm and two flanges of 26mm each with lips of 10.5mm are then fixed to the Gypsteel® ULTRA intermediate channel with the help of connecting clip and in direction perpendicular to the Gypsteel® ULTRA intermediate channel at 457mm centers. so as to have a flush look which includes filling and finishing with jointing compound, joint paper tape. | [8 empty] | Nil | 0 | 0 | 0 | 0 | 0 | 0 | 0 | 0
| 601030000 | The T section shall be suspended from the soffit with the help of soffit cleat, rawl plugs, GI wire rod of 4mm dia. with galvanized spring level clips at 1200mm centres. The item shall include for necessary scaffolding / staging, making provisions for trap door openings, cut outs for light fixtures, sprinklers etc.complete all as per approved shop drawings and as directed by the Engineer | [8 empty] | Nil | 0 | 0 | 0 | 0 | 0 | 0 | 0 | 0
1.1 | 601030000 | Using 12.5mm thick Gyproc square edged Gypsum boards of required size | [8 empty] | Nil | 0 | 0 | 0 | 0 | 0 | 0 | 0 | 0
1.1.1 | 601030000 | In horizontal surface | [8 empty] | Sqm | 27 | 1265 | 63.25 | 62.5416 | 0 | 0 | 1390.7916 | 37551.3732
1.1.2 | 601030000 | In vertical surface | [8 empty] | Sqm | 3 | 1265 | 63.25 | 62.5416 | 0 | 0 | 1390.7916 | 4172.3748
V | 601030000 | FURNISHING | [8 empty] | Nil | 0 | 0 | 0 | 0 | 0 | 0 | 0 | 0
1 | 601030000 | Taking delivery & laying approved Anti-static machine tufted cut & looped pile carpet of approved brand, colour, texture, quality and of required thickness installed strictly as per manufacturers recommendations & approved methodology with approved adhesives, making cut outs for junction boxes etc. complete as directed by the Engineer. Location of joints to be decided with prior approval of the Engineer and actual net area of carpet laid shall be measured for payment. | [8 empty] | Nil | 0 | 0 | 0 | 0 | 0 | 0 | 0 | 0
| 601030000 | 4) Carpet & underlay shall be supplied by the CHPL | [8 empty] | Nil | 0 | 0 | 0 | 0 | 0 | 0 | 0 | 0
1.1 | 601030000 | In enhanced graphic textured cut & looped pile carpet | [8 empty] | Sqm. | 25 | 172.5 | 8.625 | 8.5284 | 0 | 0 | 189.6534 | 4741.335
| 601030000 | INTERIOR FINISHES FOR MOCK-UP FOR KING ROOM AT LUCKNOW | [8 empty] | Nil | 0 | 0 | 0 | 0 | 0 | 0 | 0 | 0
A | 601030000 | INTERIOR FINISHES (WET & FIXED MILL WORKS)1 | [8 empty] | Nil | 0 | 0 | 0 | 0 | 0 | 0 | 0 | 0
I | 601030000 | INTERNAL PLASTERING | [8 empty] | Nil | 0 | 0 | 0 | 0 | 0 | 0 | 0 | 0
1 | 601030000 | Providing and applying 15mm thick plaster in cement mortar 1:4 (1 cement : 4 fine sand); to internal surfaces of concrete and masonry work; including raking out joints, hacking concrete surfaces, preparing junctions of concrete / masonry by neat cleaning, preparing jambs, sills, grooves, pattas, wattas, rounding of corners, etc. all complete as per architectural drawings, specifications and finished smooth with wooden rundha / rough to receive further finishing work etc. or as specified by the Engineer; at all leads, depth and lifts, including providing independent double-legged scaffolding, cleaning of surfaces, curing, etc. complete as per specification and as directed by the Engineer. | [8 empty] | Nil | 0 | 0 | 0 | 0 | 0 | 0 | 0 | 0
1.1 | 601030000 | In King Room & Twin Room(Internal & External Face of Window Wall only) | [8 empty] | Sqm. | 72 | 287.5 | 14.375 | 14.214 | 0 | 0 | 316.089 | 22758.408
II | 601030000 | BRICK MASONARY | [8 empty] | Nil | 0 | 0 | 0 | 0 | 0 | 0 | 0 | 0
1 | 601030000 | Providing and constructing Brick masonary with locally available first quality bricks of class designation 75 in cement mortar CM 1:6(1 cement : 6 coarse sand) in specified courses of approved bond and including raking joints, curing, doing independetn double legged scaffolding, all complete as per drawing & as per specifications etc. at all heights, depths and leads all as directed by engineer to his entire satisfaction. | [8 empty] | Nil | 0 | 0 | 0 | 0 | 0 | 0 | 0 | 0
1.1 | 601030000 | 230mm thick and above (nominal dimension) Brick Masonary (For King Room & Twin Room window wall only) | [8 empty] | Cum | 12 | 5750 | 287.5 | 284.28 | 0 | 0 | 6321.78 | 75861.36
III | 601030000 | PARTITIONS & PANELINGs | [8 empty] | Nil | 0 | 0 | 0 | 0 | 0 | 0 | 0 | 0
1 | 601030000 | Providing & fixing wooden paneling made out of 8mm thick Garjan commercial ply with 4mm thick approved veneer finish, melamine polished, with approved Salwood framework of required sections having approximate size of 38mm x 25mm at approximately 450 mm c/c both ways, as shown, treating the hardwood with one coat of approved wood preservative, top and side 25mm thick hardwood edge lipping, all complete as per approved shop drawings and as directed by the Engineer. All exposed wooden surfaces shall be applied with three coats of melamine matt polish. | [8 empty] | Nil | 0 | 0 | 0 | 0 | 0 | 0 | 0 | 0
1.1 | 601030000 | Wooden Paneling using 8mm thick Garjan commercial ply finished with 4mm thick approved White Oak veneer with three coats of melamine matt polish. (For walls of Mock-up Room) | [8 empty] | Sqm. | 17 | 4600 | 230 | 227.424 | 0 | 0 | 5057.424 | 85976.208
1.2 | 601030000 | Wooden Paneling using 8mm thick Garjan commercial ply finished with 6mm thick mirror panels of approved make including CNC polish to visible edges of glass, backing, adhesive, making grooves etc. (For wall cladded mirrors) | [8 empty] | Sqm. | 5 | 5175 | 258.75 | 255.852 | 0 | 0 | 5689.602 | 28448.01
2 | 601030000 | Taking delivery & fixing approved vinyl wall coverings in approved pattern, texture, shade and quality (Collection Series : Cirqa - Ikat, Code Colour Q22-505 Pearl Gray, manufactured by Waltex or approved equivalent) of medium weight, Type II, Class A (ASTM E-84), approx. weight 20 oz / ly (452 gr / Sqm.), proper "Osnaburg" backing material, including surface preparation & application of breathable primer prior to installation, including pasting to the wall using approved premium grade, | [8 empty] | Nil | 0 | 0 | 0 | 0 | 0 | 0 | 0 | 0
| 601030000 | full strength, heavy duty, clear, strippable, mildew resistant adhesive to the back of the wall paper using pasting machine or directly to the wall using paint roller, overlapping / trimming / cutting of seams as required, necessary scaffolding / staging etc. all complete as per manufacturers specifications and as approved by the Engineer. | [8 empty] | Sqm. | 14 | 287.5 | 14.375 | 14.214 | 0 | 0 | 316.089 | 4425.246
| 601030000 | Note : Vinyl wall coverings shall be supplied by the CHPL | [8 empty] | Nil | 0 | 0 | 0 | 0 | 0 | 0 | 0 | 0
3 | 601030000 | Providing and installing wooden skirting with 12mm thick Garjan commercial ply (upto 100mm high) including fixing the skirting with screws to the wall / columns / partitions etc. finishing with approved veneer (as mentioned below) including accessories, making grooves etc. all complete all as per detailed drawings and as directed by the Engineer. | [8 empty] | Nil | 0 | 0 | 0 | 0 | 0 | 0 | 0 | 0
3.1 | 601030000 | Skirting finished in 4mm thick approved White Oak veneer with three coats of melamine matt polish. (For walls of Mock-up Room) | [8 empty] | Rmt. | 8 | 632.5 | 31.625 | 31.2708 | 0 | 0 | 695.3958 | 5563.1664
4 | 601030000 | Designing, providing, fabricating, assembling & installing Wooden Partition Wall overall thk 50mm with the vertical and horizontal frameworks of the partition to be erected using salwood and fixing with 12mm thk commercial plywood on both the faces of the framework. (For Pelmet) | [8 empty] | Sqm. | 1.5 | 4830 | 241.5 | 238.7952 | 0 | 0 | 5310.2952 | 7965.4428
IV | 601030000 | INTERNAL PAINTINGh | [8 empty] | Nil | 0 | 0 | 0 | 0 | 0 | 0 | 0 | 0
1 | 601030000 | Providing and applying in two or more coats, Acrylic Emulsion Paint (as specified below) of approved brand and shade to internal surfaces (walls/ partitions/ ceiling), to give an even shade to the approval of the Engineer, including thoroughly brushingf | [8 empty] | Nil | 0 | 0 | 0 | 0 | 0 | 0 | 0 | 0
| 601030000 | the surface free from foreign matter, sandpapering smooth, filling in all holes and cracks, applying lambi / palti and rubbing down the surface, lambi/palti sandwiched with two coats of approved primer, rate to include all tools, labour, scaffolding, primer as required, complete as directed by the Engineer. | [8 empty] | Nil | 0 | 0 | 0 | 0 | 0 | 0 | 0 | 0
| 601030000 | Note: Flat area (Not Girthed) in horizontal / vertical plane will be measured for payment and no multiplying factor will be applicable for payment. No additional payment will be made for grooves, cornices, vatta, mouldings etcj. | [8 empty] | Nil | 0 | 0 | 0 | 0 | 0 | 0 | 0 | 0
1.1 | 601030000 | First Quality water based Emulsion Paint ("Colour Code 30YY-74/121" manufactured by ICI Paints or approved equivalent) (For walls of Mock-up Room). Matching shade of acrylic emulsion paint by asian paints is considered. | [8 empty] | Sqm. | 2 | 316.25 | 15.8125 | 15.6354 | 0 | 0 | 347.6979 | 695.3958
1.2 | 601030000 | First Quality water based Emulsion Paint ("Colour Code 30YY-80/088" manufactured by ICI Paints or approved equivalent) (For ceiling of Mock-up Room). Matching shade of acrylic emulsion paint by asian paints is considered. | [8 empty] | Sqm. | 35 | 316.25 | 15.8125 | 15.6354 | 0 | 0 | 347.6979 | 12169.4265
2 | 601030000 | Providing and applying Plaster of Paris punning of 6mm average thickness over ceiling surfaces or wherever specified to prepare the surface even and smooth and in proper plumb including all leads and lifts, surface preparation, with all incidentals, or as directed, pattas, sills, necessary scaffolding / staging etc. complete. as directed by the Engineer. The surface punned shall be kept ready to take on paint/wall paper. (For mock-up only for leveling purpose in Bison panel / calcium silicate false ceiling & for areas of wall paper & painting) | [8 empty] | Sqm. | 0 | 287.5 | 14.375 | 14.214 | 0 | 0 | 316.089 | 0
3 | 601030000 | Providing & applying two coats of acrylic paints to the external surfaces whether plastered or form finish, using exterior quality acrylic weather shield paint of approved shade & make including preparing the base surface, attending to broken edges, corners or patches of plastered surface and filling with cementetious grout, scaffolding, cleaning the surface, providing & applying STC biocide, priming coat etc. complete all as per manufacturers guidelines and as directed by the Engineer. | [8 empty] | Sqm. | 0 | 402.5 | 20.125 | 19.8996 | 0 | 0 | 442.5246 | 0
V | 601030000 | FLOORING, SKIRTING & CLADDING | [8 empty] | Nil | 0 | 0 | 0 | 0 | 0 | 0 | 0 | 0
| 601030000 | Note : | [8 empty] | Nil | 0 | 0 | 0 | 0 | 0 | 0 | 0 | 0
| 601030000 | All marble, granite and stone work to include Pre & Post chemical sealant treatment on the back and sides, honing / mirror polishing, pointing of joints with approved grout, moldings, grooves, pre and post treatment etc. | [8 empty] | Nil | 0 | 0 | 0 | 0 | 0 | 0 | 0 | 0
| 601030000 | The contractor shall include for all cut outs, wastage, polishing edges, finishing for switch boxes, sockets and the like in the items listed hereunder. | [8 empty] | Nil | 0 | 0 | 0 | 0 | 0 | 0 | 0 | 0
| 601030000 | Basic Rate of Oman Royal Beige Stone shall be Rs. 220 per Sft. & Vitrified tiles shall be Rs. 75 per Sft. | [8 empty] | Nil | 0 | 0 | 0 | 0 | 0 | 0 | 0 | 0
| 601030000 | Vitrified tile shall be supplied by CHPL | [8 empty] | Nil | 0 | 0 | 0 | 0 | 0 | 0 | 0 | 0
1 | 601030000 | Fixing vitrified tiles in flooring, (as specified below), in approved shades, sizes and in pattern / in combination with other stone slabs, as shown in drawings, including 20 mm thick cement mortar bedding 1:6 (1 cement : 6 coarse sand), with neat white cement slurry floated over bed mortar pigmented to match the shade of stone slab, joints to have | [8 empty] | Nil | 0 | 0 | 0 | 0 | 0 | 0 | 0 | 0
| 601030000 | hairline finish (unless otherwise specified) and finished with matching coloured epoxy grouting, curing, rubbing, honing to obtain the desired finish, washing, cleaning, making cut out for services for all heights, levels & locations, providing & applying approved pre & post chemical sealant (Aquaseal or approved equivalent) treatment to the top surface of stone etc. complete as per drawings and details, and as directed by the Engineer. | [8 empty] | Nil | 0 | 0 | 0 | 0 | 0 | 0 | 0 | 0
1.1 | 601030000 | Fixing of vitrified tiles Flooring for Vestibule Flooring | [8 empty] | Sqm. | 4 | 1141.605 | 57.0803 | 56.441 | 0 | 0 | 1255.1262 | 5020.5048
1.2 | 601030000 | Fixing of vitrified tiles Flooring for Toilet & Shower Area Flooring | [8 empty] | Sqm. | 8 | 1141.605 | 57.0803 | 56.441 | 0 | 0 | 1255.1262 | 10041.0096
2 | 601030000 | Fixing vitrified tiles, 100 mm high, of approved shade on walls, columns, partitions, including 15mm thick backing coat of cement mortar in 1:3 (1 cement : 3 coarse sand), complete as per drawings and details and as directed by the Engineer. | [8 empty] | Nil | 0 | 0 | 0 | 0 | 0 | 0 | 0 | 0
2.1 | 601030000 | Skirting in approved vitrified tiles in 600mm x 100mm size, minimum 10mm thick | [8 empty] | Rmt. | 0 | 431.25 | 21.5625 | 21.321 | 0 | 0 | 474.1335 | 0
3.1 | 601030000 | Fixing Cladding in approved vitrified tiles for WC Area Walls | [8 empty] | Sqm. | 9 | 1314.105 | 65.7053 | 64.9694 | 0 | 0 | 1444.7796 | 13003.0164
3.2 | 601030000 | Fixing Cladding in approved vitrified tiles for Shower area Wall | [8 empty] | Sqm. | 9 | 1314.105 | 65.7053 | 64.9694 | 0 | 0 | 1444.7796 | 13003.0164
3.3 | 601030000 | Fixing Cladding in approved vitrified tiles for Shower area Walls | [8 empty] | Sqm. | 0.5 | 1314.105 | 65.7053 | 64.9694 | 0 | 0 | 1444.7796 | 722.3898
4 | 601030000 | Providing and fixing matt finished Stainless Steel Inlay Work (conforming to SS 304 Grade) made out of SS plate of 12mm x 30mm size,6mm thick in required shape in flooring at all indicated locations as per approved drawings & technical specifications, including fixing the same with approved adhesive and sealing the joints etc. all as per detailed drawings, sketches and as directed by the Engineer. (In Mock-up Room) | [8 empty] | Rmt. | 5 | 1437.5 | 71.875 | 71.07 | 0 | 0 | 1580.445 | 7902.225
5 | 601030000 | Providing and laying machine cut, mirror polished stone slab finishing in niches in toilet using Oman Royal Beige stone slab in required size, in pattern / in combination with other stone slabs, as shown in drawings, including 20 mm thick cement mortar bedding 1:6 (1 cement : 6 coarse sand), fixed in white cement slurry floated over bed mortar pigmented to match the shade of stone slab, joints to have hairline finish (unless otherwise specified) and finished with matching coloured pigment and grey cement, curing, rubbing, honing / polishing to achieve the deired finish, washing, cleaning, making cut out for services, | [8 empty] | Nil | 0 | 0 | 0 | 0 | 0 | 0 | 0 | 0
| 601030000 | chamfering the edges etc., complete as per approved shop drawings and as directed by the Engineer. The item includes providing & applying approved pre & post chemical sealant (Aquaseal or approved equivalent) treatment to the top surface of stone, necessary scaffolding / staging if required etc. complete | [8 empty] | Sqm. | 1 | 7590 | 379.5 | 375.2496 | 0 | 0 | 8344.7496 | 8344.7496
6 | 601030000 | Providing and laying 40mm thick IPS flooring with 28mm thick base layer of cement concrete 1:2:4 (1 cement :2 coarse sand : 4 graded stone aggregate) laid first using graded hard broken stone aggregate of 20mm nominal size from approved quarry and 12mm topping comprising of one part of cement and two parts of graded hard broken stone aggregate of 6mm size by proportion obtained from approved quarry including providing 3mm thick Aluminium dividing strips to the full depth of flooring, laying in alternate panels of size 1.5m x 1.5m curing, polishing smooth to required levels and slopes etc. complete as per specifications. | [8 empty] | Sqm | 15 | 690 | 34.5 | 34.1136 | 0 | 0 | 758.6136 | 11379.204
VI | 601030000 | FALSE CEILINGs | [8 empty] | Nil | 0 | 0 | 0 | 0 | 0 | 0 | 0 | 0
1 | 601030000 | Providing and fixing Gypsum False Ceiling (of Saint Gobain make or approved equivalent) which includes Gypsteel® ULTRA CRP surface ribbed perimeter channels (having one flange of 20mm and another flange of 30mm and a web of 28mm) along the perimeter of ceiling, screw fixed to brick wall/partition with the help of nylon sleeves and screws, at 610mm centers. Then suspending Gypsteel® ULTRA CRP surface ribbed intermediate channels of size 45mm (with two flanges of 15mm each) from the soffit at 1220mm centers with Gypsteel ULTRA CRP surface ribbed | [8 empty] | Nil | 0 | 0 | 0 | 0 | 0 | 0 | 0 | 0
| 601030000 | ceiling angle of width 25mmx10mm fixed to soffit with GI cleat and steel expansion fasteners(Mfg by Saint Gobain Gyproc). Then Gypsteel® ULTRA CRP surface ribbed Ceiling section of having web of 51.5mm and two flanges of 26mm each with lips of 10.5mm are then fixed to the Gypsteel® ULTRA intermediate channel with the help of connecting clip and in direction perpendicular to the Gypsteel® ULTRA intermediate channel at 457mm centers. so as to have a flush look which includes filling and finishing with jointing compound, joint paper tape. | [8 empty] | Nil | 0 | 0 | 0 | 0 | 0 | 0 | 0 | 0
| 601030000 | The "T" section shall be suspended from the soffit with the help of soffit cleat, rawl plugs, GI wire rod of 4mm dia. with galvanized spring level clips at 1200mm centres. The item shall include for necessary scaffolding / staging, making provisions for trap door openings, cut outs for light fixtures, sprinklers etc.complete all as per approved shop drawings and as directed by the Engineer | [8 empty] | Nil | 0 | 0 | 0 | 0 | 0 | 0 | 0 | 0
1.1 | 601030000 | Using 12.5mm thick "Gyproc" square edged Gypsum boards of required size | [8 empty] | Nil | 0 | 0 | 0 | 0 | 0 | 0 | 0 | 0
1.1.1 | 601030000 | In horizontal surfaces | [8 empty] | Sqm | 20 | 1265 | 63.25 | 62.5416 | 0 | 0 | 1390.7916 | 27815.832
1.1.2 | 601030000 | In vertical surfaces | [8 empty] | Sqm | 4 | 1265 | 63.25 | 62.5416 | 0 | 0 | 1390.7916 | 5563.1664
2 | 601030000 | Providing and fixing approved Moisture Resistant Gypsum Board "Gyproc MR" suspended ceiling System (manufactured by Saint Gobain or approved equivalent) using concealed galvanised steel section frame work of hot dipped galvanized steel pre-coated, which includes flush fitting 1200mm long cross tees to be interlocked between main runners at 600mm centres to form 1200mm x 600mm modules. Cut cross tees longer than 600mm to be supported independently. 600mm x 600mm modules to be formed by fitting 600mm long flush fitting cross tees centrally between the 1200mm cross tees. All GI framework of the false ceiling shall be concealed and all moisture resistant boards shall be laid flush with each other so as to give a straight & uniform appearance unless mentioned otherwise in the drawings | [8 empty] | Nil | 0 | 0 | 0 | 0 | 0 | 0 | 0 | 0
| 601030000 | The suspension system shall be of hot dipped pre-coated galvanized steel sections which includes the following members : | [8 empty] | Nil | 0 | 0 | 0 | 0 | 0 | 0 | 0 | 0
| 601030000 | (i) Main runner : Section of size 38mmx24mmx0.35mm and 3.6m long | [8 empty] | Nil | 0 | 0 | 0 | 0 | 0 | 0 | 0 | 0
| 601030000 | (ii) Cross Runner : Section of size 28mmx24mmx0.30mm and 1.2m long | [8 empty] | Nil | 0 | 0 | 0 | 0 | 0 | 0 | 0 | 0
| 601030000 | (iii) Cross Runner : Section of size 28mmx24mmx0.30mm and 0.6m long | [8 empty] | Nil | 0 | 0 | 0 | 0 | 0 | 0 | 0 | 0
| 601030000 | (iv) Wall angle : Section of size 28mmx24mm and 3.05m long | [8 empty] | Nil | 0 | 0 | 0 | 0 | 0 | 0 | 0 | 0
| 601030000 | The section shall be suspended from the soffit with the help of soffit cleat, rawl plugs, GI wire rod of 4mm dia. with galvanized spring level clips at 1200mm centres. | [8 empty] | Nil | 0 | 0 | 0 | 0 | 0 | 0 | 0 | 0
2.1 | 601030000 | Using Moisture Resistant Gypsum "Gyproc MR" boards of size 595mm x 595mm | [8 empty] | Sqm | 11 | 1725 | 86.25 | 85.284 | 0 | 0 | 1896.534 | 20861.874
VII | 601030000 | FURNISHINGS | [8 empty] | Nil | 0 | 0 | 0 | 0 | 0 | 0 | 0 | 0
1 | 601030000 | Taking delivery & laying approved Anti-static machine tufted cut & looped pile carpet of approved brand, colour, texture, quality and of required thickness installed strictly as per manufacturers recommendations & approved methodology with approved adhesives, making cut outs for junction boxes etc. complete as directed by the Engineer. Location of joints to be decided with prior approval of the Engineer and actual net area of carpet laid shall be measured for payment. | [8 empty] | Nil | 0 | 0 | 0 | 0 | 0 | 0 | 0 | 0
| 601030000 | 1) The item shall include for fixing approved, fire resistant, moisture & midlew proof 12mm thick jute or 6 to 10mm thick rubber underlay / pad (provided by the client) | [8 empty] | Nil | 0 | 0 | 0 | 0 | 0 | 0 | 0 | 0
| 601030000 | 2) All sub floors shall be inspected to ensure that all cracks greater than 3mm wide and depressions or protrusions over 0.8mm shall be filled or leveled. | [8 empty] | Nil | 0 | 0 | 0 | 0 | 0 | 0 | 0 | 0
| 601030000 | 3) Direct glue down installation of carpet & underlay is specifically prohibited. | [8 empty] | Nil | 0 | 0 | 0 | 0 | 0 | 0 | 0 | 0
| 601030000 | 4) Carpet & underlay shall be supplied by CHPL | [8 empty] | Nil | 0 | 0 | 0 | 0 | 0 | 0 | 0 | 0
1.1 | 601030000 | In enhanced graphic textured cut & looped pile carpet (REF NO. : CR-02) | [8 empty] | Sqm. | 18 | 138 | 6.9 | 6.8227 | 0 | 0 | 151.7227 | 2731.009
2 | 601030000 | Taking delivery and fixing in position, Blackout Fabric (Night Curtain with blackout) of approved brand, texture / pattern, shade, quality, thickness, width and made out of 100% polyester material, comprising of one layer of day curtain and one layer of sheer curtain, two pair lined overdrapery with self fabric tie-back in French pleat style, 250% fullness on all drapery with center split, 75mm wide self fabric tie-back with 10mm contrast welt sewn on the diagonal (stripe). All hemming shall be blind stitched and serged, 130mm double heading, 100 double hem and 102mm side hem, finished length to be 10mm above finished floor level, hem shall be weighted. The drapery tracks shall be heavy duty, cut to measurement, pin hocks, all installation and mounting hardware, scaffolding / staging etc. as per the approved shop drawings, manufacturers specifications and as directed by the Engineer | [8 empty] | Sqm. | 10 | 575 | 28.75 | 28.428 | 0 | 0 | 632.178 | 6321.78
| 601030000 | Note : Blackout Fabric shall be supplied by CHPL | [8 empty] | Nil | 0 | 0 | 0 | 0 | 0 | 0 | 0 | 0
3 | 601030000 | Taking delivery and fixing in position, Sheer Fabric (Day Curtain Sheer) of approved brand, texture / pattern, shade, quality, thickness, width and made out of 100% polyester material of contract quality and suitable for commercial use, including fabric backing as required, all accessories & hardware, scaffolding / staging etc. complete all as per manufacturers specifications | [8 empty] | Sqm. | 10 | 690 | 34.5 | 34.1136 | 0 | 0 | 758.6136 | 7586.136
| 601030000 | Note : Sheer Fabric shall be supplied by CHPL | [8 empty] | Nil | 0 | 0 | 0 | 0 | 0 | 0 | 0 | 0
VIII | 601030000 | WOOD WORK & JOINERY | [8 empty] | Nil | 0 | 0 | 0 | 0 | 0 | 0 | 0 | 0
| 601030000 | Note : | [8 empty] | Nil | 0 | 0 | 0 | 0 | 0 | 0 | 0 | 0
| 601030000 | 1) RF Card Intelligent Lock with integrated handle, data card, encoder & software (for Main Door) shall be supplied by the Client | [8 empty] | Nil | 0 | 0 | 0 | 0 | 0 | 0 | 0 | 0
| 601030000 | 2) Basic Rate of Veneer shall be Rs. 75 per Sft. | [8 empty] | Nil | 0 | 0 | 0 | 0 | 0 | 0 | 0 | 0
1 | 601030000 | Providing and fixing wood work in frames for doors shaped to size and designs as indicated in the drawing including cutting, plaining, making rebates, jointing as directed, fixing in position to jambs with heavy duty PVC rawl plugs and counter sunk flush bolts (countersunk area of the door frame shall be filled and finished to match as directed) of approved size and quality minimum 6 nos. per door, (or with holdfasts of 225 mm x 40mm x 3mm MS flats, splayed at ends, minimum 6 nos. per door, fixed with screws to wooden frames and 1:3:6 concrete blocks of 400 x 200 x 250mm for embedding holdfasts), | [8 empty] | Nil | 0 | 0 | 0 | 0 | 0 | 0 | 0 | 0
| 601030000 | with two coats of approved wood preservative to the unexposed faces & in joints including finishing the frame in melamine matt polish of colour to match veneer of the shutter, etc. all complete all per approved drawings and as directed by the Engineer. | [8 empty] | Nil | 0 | 0 | 0 | 0 | 0 | 0 | 0 | 0
1.1 | 601030000 | Using approved seasoned second quality BTC wood (with one hour fire rating) finished with three coats of melamine matt polish and as per profile shown in the drawings. | [8 empty] | Cum. | 0.09 | 287500 | 14375 | 14214 | 0 | 0 | 316089 | 28448.01
2 | 601030000 | Providing and fixing non-decorative type flush door shutters of solid core block, construction with stile frame, rails and internal lipping out of hardwood well seasoned and kiln dried, bonded with phenol formaldehyde synthetic resin, ply facing, including internal / external 12mm thick teak wood beading all around the edges of shutter, as specified in the drawing or as required, necessary SS screws, providing and fixing door seals, hardware as mentioned below with accessories required for fixing etc. complete as per the standard drawing and as directed by the Engineer. | [8 empty] | Nil | 0 | 0 | 0 | 0 | 0 | 0 | 0 | 0
| 601030000 | 1) All veneer & laminate shall be 4mm & 1mm thick respectively, factory made, factory pressed, book-matching & of approved brand and quality | [8 empty] | Nil | 0 | 0 | 0 | 0 | 0 | 0 | 0 | 0
2.1.1 | 601030000 | Main Door D-A/1 to King Room : 45mm thick single leaved flush door of approximate size 970mm x 2400mm, one side finished with approved 4mm thick White Oak veneer and other side finished with approved 4mm thick Indian Rosewood veneer with teakwood edge lipping finished with melamine matt polish in approved shade, including providing and installing 50mm thick architraves (on inner side of door) with same finish as mentioned above, 5mm stainless steel polish inlay, bottom & side door seals, provision of intumescent coating / strips to make the door system fire resistant in compliance with the technical specifications, accessories like peep hole, safety chain, door drop seal and including all cutouts to be made for fixing Card Key lock etc. complete and including the following door SS hardware (of Hafele brand or approved equivalent) of SS 304 Grade : | [8 empty] | Nil | 0 | 0 | 0 | 0 | 0 | 0 | 0 | 0
| 601030000 | Door Closer (1 No. per Shutter) - Brand : Hafele, Overhead Hydraulic Startec DCL 30 door closer, EN 2-4 (Model No. 931.84.208 / 218) | [8 empty] | Nil | 0 | 0 | 0 | 0 | 0 | 0 | 0 | 0
| 601030000 | RF Card Intelligent Lock with integrated handle (1 Set) - of approved brand, size & quality (Shall be Supplied by CHPL) | [8 empty] | Nil | 0 | 0 | 0 | 0 | 0 | 0 | 0 | 0
| 601030000 | Card encoder (1 piece) - of approved brand (Shall be Supplied by CHPL) | [8 empty] | Nil | 0 | 0 | 0 | 0 | 0 | 0 | 0 | 0
| 601030000 | Multifunctional data card (2 pieces) - of approved brand (Shall be Supplied by CHPL) | [8 empty] | Nil | 0 | 0 | 0 | 0 | 0 | 0 | 0 | 0
| 601030000 | Hotel lock management software (1 piece) - of approved brand (Shall be Supplied by CHPL) | [8 empty] | Nil | 0 | 0 | 0 | 0 | 0 | 0 | 0 | 0
| 601030000 | Ball bearing hinges (4 Nos per shutter) with pins & screws - Brand : Hafele, Model No. 926.13.880)s | [8 empty] | Nil | 0 | 0 | 0 | 0 | 0 | 0 | 0 | 0
| 601030000 | Security Chain System - Brand : Hafele, Model No. 911.59.095 | [8 empty] | Nil | 0 | 0 | 0 | 0 | 0 | 0 | 0 | 0
| 601030000 | Stainless Steel Eye Viewer - Brand : Hafele, Model No.Startec, 35 to 55mm length | [8 empty] | Nil | 0 | 0 | 0 | 0 | 0 | 0 | 0 | 0
| 601030000 | Floor mounted door stopper - Brand : Hafele, Model No. 937.51.720 | [8 empty] | No | 1 | 31050 | 1552.5 | 1535.112 | 0 | 0 | 34137.612 | 34137.612
2.1.2 | 601030000 | Connecting Door D-D/1 : 35mm thick single leaved flush door of approximate size 970mm x 2400mm, one side finished with approved 4mm thick White Oak veneer and other side finished with approved synthetic enamel paint over watercut putty/ lambi, teakwood edge lipping finished with melamine matt polish in approved shade, bottom & side door seals, etc. complete and including the following door SS hardware (manufactured by Hafele or approved equivalent make) of SS 304 Grade : | [8 empty] | Nil | 0 | 0 | 0 | 0 | 0 | 0 | 0 | 0
| 601030000 | Mortise Lock Body Premium (1 No. per Shutter) - Brand : Hafele as approved | [8 empty] | Nil | 0 | 0 | 0 | 0 | 0 | 0 | 0 | 0
| 601030000 | 60mm Half Cylinder with One side Knob only (1 Piece) - Brand : Hafele | [8 empty] | Nil | 0 | 0 | 0 | 0 | 0 | 0 | 0 | 0
| 601030000 | Mortise Handle with 19mm tube (1 Set) - Brand : Hafele, Model No. 902.92.092 | [8 empty] | Nil | 0 | 0 | 0 | 0 | 0 | 0 | 0 | 0
| 601030000 | Ball bearing hinges (4 Nos per shutter) with pins & screws - Brand : Hafele, Model No. 926.13.880) | [8 empty] | No | 1 | 25875 | 1293.75 | 1279.26 | 0 | 0 | 28448.01 | 28448.01
IX | 601030000 | GLAZED PARTITIONS & DOORS | [8 empty] | Nil | 0 | 0 | 0 | 0 | 0 | 0 | 0 | 0
1 | 601030000 | Designing, supplying, fabricating, assembling & installing Glazed Shower Enclosure made out of glazed fixed panels, supporting framed steel assembly, sliding glass door shutter in shower partition wall / cubicle in required size madeout of 10mm thick toughened glass with frosting effect (by using 3M films or approved equivalent), ceramic frosted tempered glass, stainless steel hardware of approved make & quality, wall mounted brackets, fixed panel holders, wall sockets for swift rod, sliding rollers, round sliding handle assembly, fixed panel bottom clamps, door bottom guide, door threshold, door stopper, structural rail, door & fixed panel seal strips, | [8 empty] | Nil | 0 | 0 | 0 | 0 | 0 | 0 | 0 | 0
| 601030000 | extension clamps, screws, anchors,nuts, bolts, base plates, silicone sealants, gaskets, and including machine polishing to all visible edges of glass, drilling holes for anchoring, necessary scaffolding / staging, protecting the shower enclosure bottom with a cardboard protector prior to installation, reinforcing the shower walls with wooden studs prior to shower door fixing, etc. all as per approved shop drawings, technical specifications and as directed by the Engineer. | [8 empty] | Sqm. | 6 | 10925 | 546.25 | 540.132 | 0 | 0 | 12011.382 | 72068.292
| 601030000 | Note : 1) The contractor shall verify the shower enclosure & door dimensions prior to placing the order from the vendor | [8 empty] | Nil | 0 | 0 | 0 | 0 | 0 | 0 | 0 | 0
| 601030000 | 2) The entire unit shall be dry fitted prior to any installation | [8 empty] | Nil | 0 | 0 | 0 | 0 | 0 | 0 | 0 | 0
| 601030000 | 3) The installation shall be done by qualified & licensed professionals | [8 empty] | Nil | 0 | 0 | 0 | 0 | 0 | 0 | 0 | 0
| 601030000 | 4) Necessary approvals shall be obtained by the contractor from the Engineer prior to placement of order & installation | [8 empty] | Nil | 0 | 0 | 0 | 0 | 0 | 0 | 0 | 0
| 601030000 | 5) Elevation area of glass enclosure shall be measured for payment | [8 empty] | Nil | 0 | 0 | 0 | 0 | 0 | 0 | 0 | 0
| 601030000 | 6)Hardware to be used shall be of Hafele make or approved equivalent by the engineer | [8 empty] | Nil | 0 | 0 | 0 | 0 | 0 | 0 | 0 | 0
2 | 601030000 | Designing, supplying, fabricating, assembling and installing Sliding Door (Near luggage rack) of approved make & quality and of overall 950 mm x 2300 mm size and overall approximate 38mm thickness including cost of all materials, wastage, labour charges, taxes, duties, insurance, freight, scaffolding / staging etc. complete all as per approved shop drawings, technical specifications and all as directed by the Engineer and comprising of the following : | [8 empty] | Nil | 0 | 0 | 0 | 0 | 0 | 0 | 0 | 0
| 601030000 | i) Sliding Track : Track shall be in stainless steel sections of 304 grade including necessary tack plates, track strips, screws, nuts, alignment pins, rollers, guides etc. | [8 empty] | Nil | 0 | 0 | 0 | 0 | 0 | 0 | 0 | 0
| 601030000 | ii) Framework : The frame work for the elements shall be made out of SS "U" channels & extruded SS profiles bolted together to form the frame elements. | [8 empty] | Nil | 0 | 0 | 0 | 0 | 0 | 0 | 0 | 0
| 601030000 | iii) Panels & Surface Finish : Two panels both made out of 40mm thick blockboard with splice joints, one panel finished with 4mm thick lacquered White Oak veneer on both sides and the other panel cladded with 6mm thick mirror panels on one side and the other side finish with 4mm thick lacquered White Oak veneer with concealed durable spring tensioned seals, gaskets, sleeves & other accessories. | [8 empty] | Nil | 0 | 0 | 0 | 0 | 0 | 0 | 0 | 0
| 601030000 | iv) Hardware : The system shall include for all accessories, door hardware (conforming to SS 304 Grade) such as interlocking glazing profiles, end caps for locking arrangements etc and of Hafele make or approved quivalent | [8 empty] | Sqm. | 2.2 | 24748 | 1237.4 | 1223.5411 | 0 | 0 | 27208.9411 | 59859.6705
X | 601030000 | MISCELLANEOUS ITEMS | [8 empty] | Nil | 0 | 0 | 0 | 0 | 0 | 0 | 0 | 0
1 | 601030000 | Providing & fixing brush finished 16 SWG stainless steel (304 grade) pictograms / signages of required size, make and quality at all indicated locations as per details and as directed by the Engineer . | [8 empty] | Nil | 0 | 0 | 0 | 0 | 0 | 0 | 0 | 0
1.1 | 601030000 | Pictograms of 170mm x 170mm x 2mm size (manufactured by NEKI or approved equivalent) with necessary long stud, SS screws, all accessories etc. complete. | [8 empty] | Each | 2 | 3450 | 172.5 | 170.568 | 0 | 0 | 3793.068 | 7586.136
1.2 | 601030000 | Pictograms of 300mm x 75mm x 2mm size (manufactured by NEKI or approved equivalent) with necessary long stud, SS screws, all accessories etc. complete. | [8 empty] | Each | 0 | 0 | 0 | 0 | 0 | 0 | 0 | 0
2 | 601030000 | Providing and fixing curtain track made out of polyester powdercoated Aluminium pipe sections of 25 mm outer dia (heavy type) with chromium plated brackets, including fixing with 25x3 mm epoxy coated M.S. flats 10 mm long fixed to the wall / ceiling structure with hollock wood cleats, rawl plugs, other accessories etc. including necessary scaffolding / staging all complete as directed by the Engineer. | [8 empty] | Rmt. | 8 | 862.5 | 43.125 | 42.642 | 0 | 0 | 948.267 | 7586.136
3 | 601030000 | Providing and fixing in position Trap Door of size 950mm x 750mm in Vestibule with approved outer Salwood frame work of size 2"x 2" size suspended from the roof by galvanised iron hangers & fasteners, 18mm thick Garjan commercial ply panels screwed to the Salwood frame work and finished with approved synthetic enamel paint over water cut lambi / putty, salwood lippings melamine polished, providing grooves if required, including all accessories, SS 304 grade hardware, necessary scaffolding / staging, treating the unexposed wooden surfaces with two coats of approved wood preservative etc. complete all as per approved shop drawings and as directed by the Engineer. | [8 empty] | Nos | 1 | 5750 | 287.5 | 284.28 | 0 | 0 | 6321.78 | 6321.78
4 | 601030000 | Supplying & installing TV panel pull out swivel wall mounted brackets (Item Code No. : FPS-1000 manufactured by Peerless Industries or approved equivalent) made out of powdercoated mild steel sections and capable of sustaining weight of 42" LCD TV panel unit & upto 45o angle of swivel including new roll feature allowing horizontal screen leveling during installation, easy pull out swivel upto 10", integrated adapter plate, boxed-in wall plate, provision for concealed cable wiring, including fixing to the concrete / masonry walls using wall braces, clamps, supporting studs, necessary scaffolding / staging etc.complete as per manufacturers specifications and as directed by the Engineer. | [8 empty] | No | 1 | 2875 | 143.75 | 142.14 | 0 | 0 | 3160.89 | 3160.89
B | 601030000 | LOOSE & FIXED FURNITURE | [8 empty] | Nil | 0 | 0 | 0 | 0 | 0 | 0 | 0 | 0
| 601030000 | 1. Athough the tender drawings for the various furniture items etc. provide enough details, they are of indicative nature and meant to convey the design intent only. The Contractor has to develop his own fabrication details based on the best Trade / Engineering Practices in order to fully and faithfully realize the Design intent. These fabrication details have to be discussed with and got approved by the Architect. Mock-up for typical junctions shall be submitted wherever necessary and relevant. Sizes for furniture items mentioned in the BOQ are approximate and bidder shall ascertain actual accurate sizes from the drawings provided. | [8 empty] | Nil | 0 | 0 | 0 | 0 | 0 | 0 | 0 | 0
| 601030000 | 2. All veneer & laminate shall be factory made & factory pressed and bookmatching | [8 empty] | Nil | 0 | 0 | 0 | 0 | 0 | 0 | 0 | 0
| 601030000 | 3. All plywood shall be Garjan commercial or marine ply as mentioned in the respective items & conforming to the latest IS norms and conform to FSC LEED rating.. | [8 empty] | Nil | 0 | 0 | 0 | 0 | 0 | 0 | 0 | 0
| 601030000 | 4. All visible edges of glass shall be machine polished. | [8 empty] | Nil | 0 | 0 | 0 | 0 | 0 | 0 | 0 | 0
| 601030000 | 5. All solid wooden members in contact with masonry / concrete surfaces shall be treated with two coats of approved wood preservative | [8 empty] | Nil | 0 | 0 | 0 | 0 | 0 | 0 | 0 | 0
| 601030000 | 6. All exposed surfaces of solid wooden members shall be finished with three coats of melamine matt polish | [8 empty] | Nil | 0 | 0 | 0 | 0 | 0 | 0 | 0 | 0
| 601030000 | 7. All exposed surfaces of veneered surfaces shall be finished with three coats of melamine matt polish | [8 empty] | Nil | 0 | 0 | 0 | 0 | 0 | 0 | 0 | 0
| 601030000 | 8. The scope of works shall include designing, providing, fabricating, assembling and installing in position loose furniture items made out of approved materials, in size, shape, quality, design and finish etc. complete all as per approved shop drawings, technical specifications and as directed by the Engineer. | [8 empty] | Nil | 0 | 0 | 0 | 0 | 0 | 0 | 0 | 0
| 601030000 | 9. Basic Rate of Veneer shall be Rs. 75 per Sft. | [8 empty] | Nil | 0 | 0 | 0 | 0 | 0 | 0 | 0 | 0
| 601030000 | 10. All Fabric, Leather material shall be supplied by CHPL | [8 empty] | Nil | 0 | 0 | 0 | 0 | 0 | 0 | 0 | 0
1 | 601030000 | Designing, providing, fabricating, assembling & installing Vanity Counter of size 1250mm x 500mm deep in approved 19mm thick marine Ply with top finished in 20mm thick Omani Royal Beige marble in polished finish and front finished in white oak veneer with melamine matt polish having one drawer fixed on approved telescopic channels / tracks and maintainence shutter provided from side and providing vanity mirror of size 1400mm x 500mm with SS framing and supported from the ceiling and vanity counter top with SS 304 grade pipe supports including all joinery details, supporting framework, hardware, adhesives, sealants, gaskets etc. complete as per the approved shop drawings, technical specifications and as directed by the Engineer | [8 empty] | Nil | 0 | 0 | 0 | 0 | 0 | 0 | 0 | 0
| 601030000 | Designing, providing, fabricating, assembling & installing Wooden Partition Wall(For Vanity Counter) 165mm thk of overall size 500mm(L) x 2450mm(H) with the vertical and horizontal frameworks of the partition to be erected using 2nd quality teakwood and fixing with 12mm marine plywood on both the faces of the framework. The vanity face of the partition is to be provided with niche of size 400mm(L) x 70mm(D) x 1450mm(H) and finished with white oak veneer and with melamine matt polish. The remaining vanity face of the partition wall is to be finished in 20mm thick Omani Royal Beige marble in polished finish. For finish of the other face of the partition wall refer item no. B. 2.0. | [8 empty] | Nil | 0 | 0 | 0 | 0 | 0 | 0 | 0 | 0
| 601030000 | The item shall include for providing melamine matt polished teak wood edge lippings,making cutouts for sanitary & electrical fixtures / fittings as required, treating the wooden members in contact with masonry / concrete surfaces with two coats of approved wood preservative, necessary scaffolding / staging etc. complete. | [8 empty] | Each | 1 | 46000 | 2300 | 2274.24 | 0 | 0 | 50574.24 | 50574.24
2 | 601030000 | Designing, providing, fabricating, assembling & installing Wardrobe Unit (REF NO. BF-02C) of approx. 1186mm(L) x 2400mm(H) size and 500mm depth made from 19mm thick Garjan commercial ply and finished with approved 4mm thick White Oak Veneer finished with melamine matt polish and drawer unit having two drawers fixed on approved telescopic channels / tracks with one open shelf for safe. The wardrobe shall be provided with SS hanger rod, provision for LED strip lighting, provision for placing the iron & hanging the ironboard, shelf on top as per detailed drawings and design including all hardware, fixtures, adhesives etc complete as per approved shop drawings and as directed by the Engineer | [8 empty] | Nil | 0 | 0 | 0 | 0 | 0 | 0 | 0 | 0
| 601030000 | The item shall include for providing melamine matt polished teak wood edge lippings wherever required, CNC polish to all visible edges of glass, making cutouts for sanitary & electrical fixtures / fittings, treating the wooden members in contact with masonry / concrete surfaces with two coats of approved wood preservative, necessary scaffolding / staging etc. complete. | [8 empty] | Each | 1 | 73600 | 3680 | 3638.784 | 0 | 0 | 80918.784 | 80918.784
| 601030000 | Note:- Ironing Board shall be supplied by CHPL | [8 empty] | Nil | 0 | 0 | 0 | 0 | 0 | 0 | 0 | 0
3 | 601030000 | Taking delivery & installing in position, King Bed (REF NO. BF-05) of 1850mm (W) x 2048mm (L) x 375mm (H) size made out of approved materials and of approved make, design, finish & quality etc. complete as per approved shop drawings, technical specifications, sketches / images and as directed by the Engineer. | [8 empty] | Each | 1 | 2875 | 143.75 | 142.14 | 0 | 0 | 3160.89 | 3160.89
| 601030000 | Note : King Bed shall be supplied by CHPL | [8 empty] | Nil | 0 | 0 | 0 | 0 | 0 | 0 | 0 | 0
4 | 601030000 | Designing, providing, fabricating, assembling & installing Head board of 3000mm (L) x 1250mm (H) size, finished partly in approved 4mm thick White Oak veneer finished with melamine matt polish & partly with soft paneling in approved leatherette finish with foam backing. The work shall include for provision for lighting using LED strips concealed by 6mm thick frosted perspex sheets forming a cove, all joinery details, accessories, hardware, consumables, adhesives, treating the wooden members in contact with masonry / concrete surfaces with two coats of approved wood preservative, necessary scaffolding / staging etc. complete as per approved shop drawings, technical specifications and as directed by the Engineer. | [8 empty] | Each | 1 | 15525 | 776.25 | 767.556 | 0 | 0 | 17068.806 | 17068.806
5 | 601030000 | Designing, providing, fabricating, assembling & installing Bed Side Table of 500 mm x 550mm x 450 mm size fixed to head board and made from approved BTC frame & 19mm thick Garjan commercial ply finished with approved 4mm thick White Oak Veneer from outside and inside the open shelf with melamine matt polish and one drawer fixed on approved telescopic channels / tracks and made out of approved 12mm thick marine ply finished with approved leatherette on fascia and top of the table as per detailed drawings and with finger grips. The table top shall comprise of table top made out of 12mm thick clear toughened glass with machine (CNC) polishing to all edges of glass. The side pedestals shall be made out of approved 19mm thickGarjan commercial ply with melamine matt polished BTC framework. | [8 empty] | Nil | 0 | 0 | 0 | 0 | 0 | 0 | 0 | 0
| 601030000 | The side table shall include for all fixing accessories, hardware, consumables, adhesives, joinery details, additional supports to sustain the weight of the inbuilt drawer if required, stainless steel grommet, provision for LED lighting all complete as per approved shop drawings, technical specifications and as directed by the Engineer. | [8 empty] | Each | 2 | 17250 | 862.5 | 852.84 | 0 | 0 | 18965.34 | 37930.68
6 | 601030000 | Designing, providing, fabricating, assembling & installing Study Desk of 1220 mm x 600mm size, approx. 750mm height from the finished floor level made from approved 19mm thick commercial Garjan Ply and finished with approved 4mm thick Indian Rosewood veneer with melamine matt polish. The desk shall be in the form of a fixed cantilever from the wall using approved epoxy coated MS brackets /supports for imparting adequate strength. The desk top shall be covered with 12mm clear toughened glass placed on the veneer finish top with machine (CNC) polishing to all edges of glass. | [8 empty] | Nil | 0 | 0 | 0 | 0 | 0 | 0 | 0 | 0
| 601030000 | The desk shall include for all fixing accessories, hardware, consumables, adhesives, joinery details, provision for light fixtures & fittings, treating the wooden members in contact with masonry / concrete surfaces with two coats of approved wood preservative, necessary scaffolding / staging etc. all complete as per approved shop drawings, technical specifications and as directed by the Engineer. | [8 empty] | Each | 1 | 17825 | 891.25 | 881.268 | 0 | 0 | 19597.518 | 19597.518
8 | 601030000 | Designing, providing, fabricating, assembling & installing TV Panel Unit of 1335mm (W) x 2000mm (H) x 125mm (D) with required frame work made from 1" x1.5" Salwood fixed with 8mm Garjan Commercial ply and finished with approved 10mm thick Baby Blue ceramic coloured Glass held with L-shaped SS channels at top & bottom, including providing niche in centre for housing the TV with backing in approved 4mm thick White Oak veneer finished with melamine matt polish including flip opening with brush seal as per details indicated. | [8 empty] | Nil | 0 | 0 | 0 | 0 | 0 | 0 | 0 | 0
| 601030000 | The TV panel unit shall be mounted on hinges & pivots supported on wooden backing system fixed to the wall. The item shall include for providing Shelf in SS finish at lower level, including all fixing accessories, hardware, consumables, joinery details, additional supports if required, making cutouts for light fixtures & fittings, treating the wooden members in contact with masonry / concrete surfaces with two coats of approved wood preservative, necessary scaffolding / staging etc. all complete as per approved shop drawings, technical specifications and as directed by the Engineer. All exposed Salwood surfaces shall be finished with three coats of melamine matt polish. | [8 empty] | Each | 1 | 22425 | 1121.25 | 1108.692 | 0 | 0 | 24654.942 | 24654.942
9 | 601030000 | Designing, providing, fabricating, assembling & installing Mini-Bar Cabinet System comprising of top confectionary storage & bottom mini-bar cabinet in niche of approximate 800mm x 600mm size. The niche shall be fIxed with wooden paneling to two side walls with frame work made from 1" x 1.5" Salwood & fixed with 8mm thick Garjan commercial ply and finished with approved 4mm thick White Oak veneer in melamine matt polish including all other necessary allied works and the back panel shall be fixed with mirror paneling with required frame work made | [8 empty] | Nil | 0 | 0 | 0 | 0 | 0 | 0 | 0 | 0
| 601030000 | from 1" x 1.5" Salwood fixed with 8mm thick Garjan commercial ply with backing, adhesive and finished with 6mm thick mirror with CNC polishing to all sides of glass, backing, adhesive etc. The Mini Bar shall be designed to accomodate one fridge unit of approximate size 550mm height x 724mm width x 535mm deep, mounted on the wall at a approximate height of 290mm from the finished floor level and the housing unit shall be made from 19mm thick Garjan commercial ply and finished with approved 4mm thick White Oak Veneer from below and front with melamine matt polish and with 20mm thick polished Omani (Royal Beige) marble top and fascia. The bottom of the unit shall have slits for ventilation and the unit shall have a drawer mounted on telescopic channels /tracks to house the fridge, | [8 empty] | Nil | 0 | 0 | 0 | 0 | 0 | 0 | 0 | 0
| 601030000 | and a display unit of size 500mm width x 500mm height x 220mm deep mounted on the wall at an height of 1290mm made from 10mm thick clear toughened glass from all sides and glass door using 10mm thick toughened glass shall be fixed using glass door hinges and magnetic catch for glass door. The unit shall have one glass shelf made out of 10mm thick clear toughened glass in the centre and provision for hanging wine glasses as shown in the design drawings and detail , including side & edge salwood lippings melamine matt polished, | [8 empty] | Nil | 0 | 0 | 0 | 0 | 0 | 0 | 0 | 0
| 601030000 | all fixing accessories, hardware, consumables, joinery details, additional supports if required, making cutouts for light fixtures & fittings, treating the wooden members in contact with masonry / concrete surfaces with two coats of approved wood preservative, necessary scaffolding / staging etc. all complete as per approved shop drawings, technical specifications and as directed by the Engineer. All exposed Salwood surfaces shall be finished with three coats of melamine matt polish. | [8 empty] | Each | 1 | 17250 | 862.5 | 852.84 | 0 | 0 | 18965.34 | 18965.34
10 | 601030000 | Designing, providing, fabricating, assembling & installing Desk Chair comprising of cast solid aluminium frame & base understructure with five slant branched legs / spokes with concealed castors as per approved design. The external frame wrap shall be in white plastic and padded with approved leather on the inside and the backrest. The seat cushion shall of fully reversible type with concealed non-rusting zipper and comprising of upholstered (foam / leather) padding & Dacron wrap of approved make & quality which shall be fire retardant. The chair shall have height adjustment feature with raising mechanism operated by a manually controlled gas spring damped column. The item shall include for all SS 304 Grade hardware accessories such as pivots, hinges, bolts etc. as per approved shop drawings, sketches / images, technical specifications and as directed by the Engineer. | [8 empty] | Each | 1 | 12650 | 632.5 | 625.416 | 0 | 0 | 13907.916 | 13907.916
11 | 601030000 | Designing, providing, fabricating, assembling & installing "L" Shaped Sofa (REF NO. KT-01) of overall 2100mm x 1475mm x 850 mm depth with 800mm back rest height & 450mm seat height as shown in the drawings. The legs of the sofa shall be made out of polished stainless steel . The frame shall be constructed out of five quarter kiln dried solid hardwood, reinforced with corber blocks, glued and screwed to rail. All rails and posts shall be fire rated and double dowelled, screwed and glued in place.The back and seat shall be provided with fully upholstered cushioning. The cushion shall be of fully reversible type with concealed non-rusting zipper and comprising of upholstered (fabric / leather with CMHR foam) padding of approved make & quality which shall be fire retardant. | [8 empty] | Nil | 0 | 0 | 0 | 0 | 0 | 0 | 0 | 0
| 601030000 | The arm rest & back shall be of overall 200mm & 150mm thicknesses respectively. The item shall include for heavy duty nylon carpet glides, approved SS hardware conforming to SS 304 grade, 6mm welting on all sides, all joinery details, accessories, consumables, adhesives, treating the wooden members with two coats of approved wood preservative etc. as per approved shop drawings, sketches / images, technical specifications and as directed by the Engineer. | [8 empty] | Each | 1 | 69000 | 3450 | 3411.36 | 0 | 0 | 75861.36 | 75861.36
12 | 601030000 | Providing and placing in position, Throw Pillows of approved make, quality, colour and of size (as mentioned below) made with polyfill and finished with cushion covers of approved fabric with rust proof zippers etc. complete as per drawings, sketches / images and as directed by the Architect | [8 empty] | Nil | 0 | 0 | 0 | 0 | 0 | 0 | 0 | 0
12.1 | 601030000 | In approximate 500mm x 350mm size | [8 empty] | Each | 2 | 1782.5 | 89.125 | 88.1268 | 0 | 0 | 1959.7518 | 3919.5036
12.2 | 601030000 | In approximate 550mm x 400mm size | [8 empty] | Each | 4 | 2012.5 | 100.625 | 99.498 | 0 | 0 | 2212.623 | 8850.492
13 | 601030000 | Designing, providing, fabricating, assembling & installing, in position, circular Low Table) of overall 700mm diameter & 600mm height, including table top made out of 19mm thick Garjan commercial ply finished in approved 4mm thick Indian Rosewood veneer melamine matt polished & supported on cast solid aluminium stem & base understructure with slant branched legs with concealed castors as per approved design. The item shall include for heavy duty nylon carpet glides, approved SS 304 grade hardware, consumables, adhesives, 6mm welting on all sides, treating all wood members with approved wood preservative etc. as per approved shop drawings, sketches / images, technical specifications and as directed by the Engineer. | [8 empty] | Each | 1 | 28750 | 1437.5 | 1421.4 | 0 | 0 | 31608.9 | 31608.9
14 | 601030000 | Designing, providing, fabricating, assembling & installing, in position, Shower Bench of approximate size of 750mm x 300mm as given in drawing, made out of first quality solid teak wood members finished with three coats of melamine matt polish and top seating made out of solid teakwood with weaved pattern with slots as approved by the Architect and as shown in the drawings. The item shall include for cutting, planing, making rebates if required, jointing as directed, all accessories such as plugs, counter sunk screws, nails, clamps etc. including finishing the exposed wooden surfaces with three coats of approved melamine matt polish, surface preparation, all joinery details, consumables, accessories, adhesives, providing minimum two coats of approved approved wood preservative to the unexposed faces in contact with concrete / masonary surfaces / joints etc. complete as per approved shop drawings, sketches / images, technical specifications and as directed by the Engineer. | [8 empty] | Each | 1 | 7475 | 373.75 | 369.564 | 0 | 0 | 8218.314 | 8218.314

## Certification
Scenario 4
Single rate for supply + install | [18 empty] | 1486922.2936 |  |  | 343416.6225 | 17170.8311 | 16978.5178 | 0 | 0 | 377565.9714
|  | UNIQUE IDENTIFIERS | [8 empty] | UOM | QTY
Sr. No. | Item Range Code | Description | Area | Make | Model No./ Product Code | Tag/ Item No. | ITC HS Code | Country of Origin | Port of Loading | User defined column |  |  | Supply + Installation Rate | [6 empty] | CERTIFICATION
[13 empty] | Basic Rate | VAT | Service | CESS | Other | supply + Installation total | Amount | COP Percentage | COP Quantity | COP Basic | COP VAT | COP SERVICE | COP CESS | COP Others | COP TOTAL
A | 601030000 | INTERIOR FINISHES (WET & FIXED MILL WORKS) | [8 empty] | Nil | 0 | 0 | 0 | 0 | 0 | 0 | 0 | 0 | 70 | 0 | 0 | 0 | 0 | 0 | 0 | 0
I | 601030000 | PARTITIONS & PANELING | [8 empty] | Nil | 0 | 0 | 0 | 0 | 0 | 0 | 0 | 0 | 70 | 0 | 0 | 0 | 0 | 0 | 0 | 0
| 601030000 | General Notes : | [8 empty] | Nil | 0 | 0 | 0 | 0 | 0 | 0 | 0 | 0 | 70 | 0 | 0 | 0 | 0 | 0 | 0 | 0
| 601030000 | 1. It is the responsibility of the contractor to ensure that all partitions should have adequate structural stability for taking the loads of the partitions and the cladding, wall units etc. | [8 empty] | Nil | 0 | 0 | 0 | 0 | 0 | 0 | 0 | 0 | 70 | 0 | 0 | 0 | 0 | 0 | 0 | 0
| 601030000 | 2. The framework shall be adequately strengthened wherever necessary, by providing full height MS box sections vertically as directed without extra cost. All vertical members of the partitions, wherever structurally required and as directed, shall be taken through the false ceiling to the structural slab/ beams etc. and shall be properly anchored at top & bottom. | [8 empty] | Nil | 0 | 0 | 0 | 0 | 0 | 0 | 0 | 0 | 70 | 0 | 0 | 0 | 0 | 0 | 0 | 0
| 601030000 | 3. The junction of the false ceiling & partitions shall be properly treated to present a well finished appearance at no extra cost. | [8 empty] | Nil | 0 | 0 | 0 | 0 | 0 | 0 | 0 | 0 | 70 | 0 | 0 | 0 | 0 | 0 | 0 | 0
| 601030000 | 4. All veneers shall be 4mm thick and book-matching. | [8 empty] | Nil | 0 | 0 | 0 | 0 | 0 | 0 | 0 | 0 | 70 | 0 | 0 | 0 | 0 | 0 | 0 | 0
| 601030000 | 5. All laminates shall be 1mm thick and book-matching. | [8 empty] | Nil | 0 | 0 | 0 | 0 | 0 | 0 | 0 | 0 | 70 | 0 | 0 | 0 | 0 | 0 | 0 | 0
| 601030000 | 6. All plywood shall be Garjan commercial ply conforming to the latest IS standards | [8 empty] | Nil | 0 | 0 | 0 | 0 | 0 | 0 | 0 | 0 | 70 | 0 | 0 | 0 | 0 | 0 | 0 | 0
| 601030000 | 7. For height, clear height from finished floor level to bottom of false ceiling will be considered for measurement. However the contractor shall extend the partitions for around 60/ 70 mm above the false ceiling if so directed. | [8 empty] | Nil | 0 | 0 | 0 | 0 | 0 | 0 | 0 | 0 | 70 | 0 | 0 | 0 | 0 | 0 | 0 | 0
| 601030000 | 8. No additional payment shall be made for providing trap door openings, cut outs for electrical fixtures, A.C. grills, speakers, sensors, all detectors, cameras, providing grooves etc. The contractor shall co-ordinate with the other service agencies appointed by the Employer. | [8 empty] | Nil | 0 | 0 | 0 | 0 | 0 | 0 | 0 | 0 | 70 | 0 | 0 | 0 | 0 | 0 | 0 | 0
| 601030000 | 9. Wherever toughened glass is specified, the contractor shall take onsite measurements for cutouts for fixtures before toughening process. If required, a forma made out of plywood shall be made to the exact dimensions and got approved before procurement of toughened glass. | [8 empty] | Nil | 0 | 0 | 0 | 0 | 0 | 0 | 0 | 0 | 70 | 0 | 0 | 0 | 0 | 0 | 0 | 0
| 601030000 | 10. Basic Rate of Veneer shall be Rs. 75 per Sft. | [8 empty] | Nil | 0 | 0 | 0 | 0 | 0 | 0 | 0 | 0 | 70 | 0 | 0 | 0 | 0 | 0 | 0 | 0
1 | 601030000 | Providing & fixing wooden paneling made out of 8mm thick Garjan commercial ply with 4mm thick approved veneer finish, melamine polished, with approved Salwood framework of required sections having approximate size of 38mm x 25mm at approximately 450 mm c/c both ways, as shown, treating the hardwood with one coat of approved wood preservative, top and side 25mm thick hardwood edge lipping, all complete as per approved shop drawings and as directed by the Engineer. All exposed wooden surfaces shall be applied with three coats of melamine matt polish. | [8 empty] | Nil | 0 | 0 | 0 | 0 | 0 | 0 | 0 | 0 | 70 | 0 | 0 | 0 | 0 | 0 | 0 | 0
1.1 | 601030000 | Wooden Paneling using 8mm thick Garjan commercial ply finished with 4mm thick approved Indian Rosewood veneer with three coats of melamine matt polish. (For walls of Corridor) | [8 empty] | Sqm. | 7 | 4600 | 230 | 227.424 | 0 | 0 | 5057.424 | 35401.968 | 70 | 7 | 22540 | 1127 | 1114.3776 | 0 | 0 | 24781.3776
1.2 | 601030000 | Wooden Paneling using 8mm thick Garjan commercial ply finished with approved synthetic enamel paint over watercut Lambi/Putty base (For dummy doors of Corridor Shafts). The item shall include for fixing of door hinges, tower bolt and allen key to the corridor shaft doors | [8 empty] | Sqm. | 28 | 3162.5 | 158.125 | 156.354 | 0 | 0 | 3476.979 | 97355.412 | 70 | 28 | 61985 | 3099.25 | 3064.5384 | 0 | 0 | 68148.7884
1.3 | 601030000 | Wooden Paneling using 8mm thick Garjan commercial ply finished with 4mm thick approved Indian Rosewood veneer with three coats of melamine matt polish. (For dummy door in Corridor in front of Twin Room). The item shall include for fixing SS door hardware (on corridor side only) matching to the Twin Room main door hardware. | [8 empty] | Sqm. | 2 | 3450 | 172.5 | 170.568 | 0 | 0 | 3793.068 | 7586.136 | 70 | 2 | 4830 | 241.5 | 238.7952 | 0 | 0 | 5310.2952
2 | 601030000 | Providing and installing wooden skirting with 12mm thick Garjan commercial ply (upto 100mm high) including fixing the skirting with screws to the wall / columns / partitions etc. finishing with approved veneer (as mentioned below) including accessories, making grooves etc. all complete all as per detailed drawings and as directed by the Engineer. | [8 empty] | Nil | 0 | 0 | 0 | 0 | 0 | 0 | 0 | 0 | 70 | 0 | 0 | 0 | 0 | 0 | 0 | 0
2.1 | 601030000 | Skirting finished in 4mm thick approved Indian Rosewood veneer with three coats of melamine matt polish. (For walls of Corridor) | [8 empty] | Rmt. | 20 | 632.5 | 31.625 | 31.2708 | 0 | 0 | 695.3958 | 13907.916 | 70 | 20 | 8855 | 442.75 | 437.7912 | 0 | 0 | 9735.5412
II | 601030000 | INTERNAL PAINTING | [10 empty] | 0 |  |  |  | 0 |  |  | 70 |  | 0 | 0 | 0 | 0 | 0 | 0
1 | 601030000 | Providing and applying in two or more coats, Acrylic Emulsion Paint (as specified below) of approved brand and shade to internal surfaces (walls/ partitions/ ceiling), to give an even shade to the approval of the Engineer, including thoroughly brushing | [8 empty] | Nil | 0 | 0 | 0 | 0 | 0 | 0 | 0 | 0 | 70 | 0 | 0 | 0 | 0 | 0 | 0 | 0
| 601030000 | the surface free from foreign matter, sandpapering smooth, filling in all holes and cracks, applying lambi / palti and rubbing down the surface, lambi/palti sandwiched with two coats of approved primer, rate to include all tools, labour, scaffolding, primer as required, complete as directed by the Engineer. | [8 empty] | Nil | 0 | 0 | 0 | 0 | 0 | 0 | 0 | 0 | 70 | 0 | 0 | 0 | 0 | 0 | 0 | 0
| 601030000 | Note: Flat area (Not Girthed) in horizontal / vertical plane will be measured for payment and no multiplying factor will be applicable for payment. No additional payment will be made for grooves, cornices, vatta, mouldings etc. | [8 empty] | Nil | 0 | 0 | 0 | 0 | 0 | 0 | 0 | 0 | 70 | 0 | 0 | 0 | 0 | 0 | 0 | 0
1.1 | 601030000 | First Quality water based Emulsion Paint (Colour Code 30YY-74/121 manufactured by ICI Paints or approved equivalent) (For walls of Mock-up Room). Matching shade of acrylic emulsion paint by asian paints is considered. | [8 empty] | Sqm. | 46 | 316.25 | 15.8125 | 15.6354 | 0 | 0 | 347.6979 | 15994.1034 | 70 | 46 | 10183.25 | 509.1625 | 503.4599 | 0 | 0 | 11195.8724
1.2 | 601030000 | First Quality water based Emulsion Paint (Colour Code 30YY-80/088 manufactured by ICI Paints or approved equivalent) (For ceiling of Mock-up Room). Matching shade of acrylic emulsion paint by asian paints is considered. | [8 empty] | Sqm. | 30 | 316.25 | 15.8125 | 15.6354 | 0 | 0 | 347.6979 | 10430.937 | 70 | 30 | 6641.25 | 332.0625 | 328.3434 | 0 | 0 | 7301.6559
2 | 601030000 | Providing and applying Plaster of Paris punning of 6mm average thickness over ceiling surfaces or wherever specified to prepare the surface even and smooth and in proper plumb including all leads and lifts, surface preparation, with all incidentals, or as directed, pattas, sills, necessary scaffolding / staging etc. complete. as directed by the Engineer. The surface punned shall be kept ready to take on paint/wall paper. (For mock-up only for leveling purpose in Bison panel / calcium silicate false ceiling & for areas of wall paper & painting) | [8 empty] | Sqm. | 0 | 287.5 | 14.375 | 14.214 | 0 | 0 | 316.089 | 0 | 70 | 0 | 0 | 0 | 0 | 0 | 0 | 0
3 | 601030000 | Providing & applying two coats of acrylic paints to the external surfaces whether plastered or form finish, using exterior quality acrylic weather shield paint of approved shade & make including preparing the base surface, attending to broken edges, corners or patches of plastered surface and filling with cementetious grout, scaffolding, cleaning the surface, providing & applying STC biocide, priming coat etc. complete all as per manufacturers guidelines and as directed by the Engineer. | [8 empty] | Sqm. | 0 | 402.5 | 20.125 | 19.8996 | 0 | 0 | 442.5246 | 0 | 70 | 0 | 0 | 0 | 0 | 0 | 0 | 0
III | 601030000 | FLOORING | [8 empty] | Nil | 0 | 0 | 0 | 0 | 0 | 0 | 0 | 0 | 70 | 0 | 0 | 0 | 0 | 0 | 0 | 0
1 | 601030000 | Providing and laying 40mm thick IPS flooring with 28mm thick base layer of cement concrete 1:2:4 (1 cement :2 coarse sand : 4 graded stone aggregate) laid first using graded hard broken stone aggregate of 20mm nominal size from approved quarry and 12mm topping comprising of one part of cement and two parts of graded hard broken stone aggregate of 6mm size by proportion obtained from approved quarry including providing 3mm thick Aluminium dividing strips to the full depth of flooring, laying in alternate panels of size 1.5m x 1.5m curing, polishing smooth to required levels and slopes etc. complete as per specifications. | [8 empty] | Sqm | 25 | 690 | 34.5 | 34.1136 | 0 | 0 | 758.6136 | 18965.34 | 70 | 25 | 12075 | 603.75 | 596.988 | 0 | 0 | 13275.738
IV | 601030000 | FALSE CEILING | [8 empty] | Nil | 0 | 0 | 0 | 0 | 0 | 0 | 0 | 0 | 70 | 0 | 0 | 0 | 0 | 0 | 0 | 0
1 | 601030000 | Providing and fixing Gypsum False Ceiling (of Saint Gobain make or approved equivalent) which includes Gypsteel® ULTRA CRP surface ribbed perimeter channels (having one flange of 20mm and another flange of 30mm and a web of 28mm) along the perimeter of ceiling, screw fixed to brick wall/partition with the help of nylon sleeves and screws, at 610mm centers. Then suspending Gypsteel® ULTRA CRP surface ribbed intermediate channels of size 45mm (with two flanges of 15mm each) from the soffit at 1220mm centers with Gypsteel ULTRA CRP surface ribbed | [8 empty] | Nil | 0 | 0 | 0 | 0 | 0 | 0 | 0 | 0 | 70 | 0 | 0 | 0 | 0 | 0 | 0 | 0
| 601030000 | ceiling angle of width 25mmx10mm fixed to soffit with GI cleat and steel expansion fasteners(Mfg by Saint Gobain Gyproc). Then Gypsteel® ULTRA CRP surface ribbed Ceiling section of having web of 51.5mm and two flanges of 26mm each with lips of 10.5mm are then fixed to the Gypsteel® ULTRA intermediate channel with the help of connecting clip and in direction perpendicular to the Gypsteel® ULTRA intermediate channel at 457mm centers. so as to have a flush look which includes filling and finishing with jointing compound, joint paper tape. | [8 empty] | Nil | 0 | 0 | 0 | 0 | 0 | 0 | 0 | 0 | 70 | 0 | 0 | 0 | 0 | 0 | 0 | 0
| 601030000 | The T section shall be suspended from the soffit with the help of soffit cleat, rawl plugs, GI wire rod of 4mm dia. with galvanized spring level clips at 1200mm centres. The item shall include for necessary scaffolding / staging, making provisions for trap door openings, cut outs for light fixtures, sprinklers etc.complete all as per approved shop drawings and as directed by the Engineer | [8 empty] | Nil | 0 | 0 | 0 | 0 | 0 | 0 | 0 | 0 | 70 | 0 | 0 | 0 | 0 | 0 | 0 | 0
1.1 | 601030000 | Using 12.5mm thick Gyproc square edged Gypsum boards of required size | [8 empty] | Nil | 0 | 0 | 0 | 0 | 0 | 0 | 0 | 0 | 70 | 0 | 0 | 0 | 0 | 0 | 0 | 0
1.1.1 | 601030000 | In horizontal surface | [8 empty] | Sqm | 27 | 1265 | 63.25 | 62.5416 | 0 | 0 | 1390.7916 | 37551.3732 | 70 | 27 | 23908.5 | 1195.425 | 1182.0362 | 0 | 0 | 26285.9612
1.1.2 | 601030000 | In vertical surface | [8 empty] | Sqm | 3 | 1265 | 63.25 | 62.5416 | 0 | 0 | 1390.7916 | 4172.3748 | 70 | 4 | 3542 | 177.1 | 175.1165 | 0 | 0 | 3894.2165
V | 601030000 | FURNISHING | [8 empty] | Nil | 0 | 0 | 0 | 0 | 0 | 0 | 0 | 0 | 70 | 0 | 0 | 0 | 0 | 0 | 0 | 0
1 | 601030000 | Taking delivery & laying approved Anti-static machine tufted cut & looped pile carpet of approved brand, colour, texture, quality and of required thickness installed strictly as per manufacturers recommendations & approved methodology with approved adhesives, making cut outs for junction boxes etc. complete as directed by the Engineer. Location of joints to be decided with prior approval of the Engineer and actual net area of carpet laid shall be measured for payment. | [8 empty] | Nil | 0 | 0 | 0 | 0 | 0 | 0 | 0 | 0 | 70 | 0 | 0 | 0 | 0 | 0 | 0 | 0
| 601030000 | 4) Carpet & underlay shall be supplied by the CHPL | [8 empty] | Nil | 0 | 0 | 0 | 0 | 0 | 0 | 0 | 0 | 70 | 0 | 0 | 0 | 0 | 0 | 0 | 0
1.1 | 601030000 | In enhanced graphic textured cut & looped pile carpet | [8 empty] | Sqm. | 25 | 172.5 | 8.625 | 8.5284 | 0 | 0 | 189.6534 | 4741.335 | 70 | 0 | 0 | 0 | 0 | 0 | 0 | 0
| 601030000 | INTERIOR FINISHES FOR MOCK-UP FOR KING ROOM AT LUCKNOW | [8 empty] | Nil | 0 | 0 | 0 | 0 | 0 | 0 | 0 | 0 | 70 | 0 | 0 | 0 | 0 | 0 | 0 | 0
A | 601030000 | INTERIOR FINISHES (WET & FIXED MILL WORKS)1 | [8 empty] | Nil | 0 | 0 | 0 | 0 | 0 | 0 | 0 | 0 | 70 | 0 | 0 | 0 | 0 | 0 | 0 | 0
I | 601030000 | INTERNAL PLASTERING | [8 empty] | Nil | 0 | 0 | 0 | 0 | 0 | 0 | 0 | 0 | 70 | 0 | 0 | 0 | 0 | 0 | 0 | 0
1 | 601030000 | Providing and applying 15mm thick plaster in cement mortar 1:4 (1 cement : 4 fine sand); to internal surfaces of concrete and masonry work; including raking out joints, hacking concrete surfaces, preparing junctions of concrete / masonry by neat cleaning, preparing jambs, sills, grooves, pattas, wattas, rounding of corners, etc. all complete as per architectural drawings, specifications and finished smooth with wooden rundha / rough to receive further finishing work etc. or as specified by the Engineer; at all leads, depth and lifts, including providing independent double-legged scaffolding, cleaning of surfaces, curing, etc. complete as per specification and as directed by the Engineer. | [8 empty] | Nil | 0 | 0 | 0 | 0 | 0 | 0 | 0 | 0 | 70 | 25 | 0 | 0 | 0 | 0 | 0 | 0
1.1 | 601030000 | In King Room & Twin Room(Internal & External Face of Window Wall only) | [8 empty] | Sqm. | 72 | 287.5 | 14.375 | 14.214 | 0 | 0 | 316.089 | 22758.408 | 70 | 0 | 0 | 0 | 0 | 0 | 0 | 0
II | 601030000 | BRICK MASONARY | [8 empty] | Nil | 0 | 0 | 0 | 0 | 0 | 0 | 0 | 0 | 70 | 0 | 0 | 0 | 0 | 0 | 0 | 0
1 | 601030000 | Providing and constructing Brick masonary with locally available first quality bricks of class designation 75 in cement mortar CM 1:6(1 cement : 6 coarse sand) in specified courses of approved bond and including raking joints, curing, doing independetn double legged scaffolding, all complete as per drawing & as per specifications etc. at all heights, depths and leads all as directed by engineer to his entire satisfaction. | [8 empty] | Nil | 0 | 0 | 0 | 0 | 0 | 0 | 0 | 0 | 70 | 0 | 0 | 0 | 0 | 0 | 0 | 0
1.1 | 601030000 | 230mm thick and above (nominal dimension) Brick Masonary (For King Room & Twin Room window wall only) | [8 empty] | Cum | 12 | 5750 | 287.5 | 284.28 | 0 | 0 | 6321.78 | 75861.36 | 70 | 0 | 0 | 0 | 0 | 0 | 0 | 0
III | 601030000 | PARTITIONS & PANELINGs | [8 empty] | Nil | 0 | 0 | 0 | 0 | 0 | 0 | 0 | 0 | 70 | 72 | 0 | 0 | 0 | 0 | 0 | 0
1 | 601030000 | Providing & fixing wooden paneling made out of 8mm thick Garjan commercial ply with 4mm thick approved veneer finish, melamine polished, with approved Salwood framework of required sections having approximate size of 38mm x 25mm at approximately 450 mm c/c both ways, as shown, treating the hardwood with one coat of approved wood preservative, top and side 25mm thick hardwood edge lipping, all complete as per approved shop drawings and as directed by the Engineer. All exposed wooden surfaces shall be applied with three coats of melamine matt polish. | [8 empty] | Nil | 0 | 0 | 0 | 0 | 0 | 0 | 0 | 0 | 70 | 0 | 0 | 0 | 0 | 0 | 0 | 0
1.1 | 601030000 | Wooden Paneling using 8mm thick Garjan commercial ply finished with 4mm thick approved White Oak veneer with three coats of melamine matt polish. (For walls of Mock-up Room) | [8 empty] | Sqm. | 17 | 4600 | 230 | 227.424 | 0 | 0 | 5057.424 | 85976.208 | 70 | 0 | 0 | 0 | 0 | 0 | 0 | 0
1.2 | 601030000 | Wooden Paneling using 8mm thick Garjan commercial ply finished with 6mm thick mirror panels of approved make including CNC polish to visible edges of glass, backing, adhesive, making grooves etc. (For wall cladded mirrors) | [8 empty] | Sqm. | 5 | 5175 | 258.75 | 255.852 | 0 | 0 | 5689.602 | 28448.01 | 70 | 12 | 43470 | 2173.5 | 2149.1568 | 0 | 0 | 47792.6568
2 | 601030000 | Taking delivery & fixing approved vinyl wall coverings in approved pattern, texture, shade and quality (Collection Series : Cirqa - Ikat, Code Colour Q22-505 Pearl Gray, manufactured by Waltex or approved equivalent) of medium weight, Type II, Class A (ASTM E-84), approx. weight 20 oz / ly (452 gr / Sqm.), proper "Osnaburg" backing material, including surface preparation & application of breathable primer prior to installation, including pasting to the wall using approved premium grade, | [8 empty] | Nil | 0 | 0 | 0 | 0 | 0 | 0 | 0 | 0 | 70 | 0 | 0 | 0 | 0 | 0 | 0 | 0
| 601030000 | full strength, heavy duty, clear, strippable, mildew resistant adhesive to the back of the wall paper using pasting machine or directly to the wall using paint roller, overlapping / trimming / cutting of seams as required, necessary scaffolding / staging etc. all complete as per manufacturers specifications and as approved by the Engineer. | [8 empty] | Sqm. | 14 | 287.5 | 14.375 | 14.214 | 0 | 0 | 316.089 | 4425.246 | 70 | 0 | 0 | 0 | 0 | 0 | 0 | 0
| 601030000 | Note : Vinyl wall coverings shall be supplied by the CHPL | [8 empty] | Nil | 0 | 0 | 0 | 0 | 0 | 0 | 0 | 0 | 70 | 0 | 0 | 0 | 0 | 0 | 0 | 0
3 | 601030000 | Providing and installing wooden skirting with 12mm thick Garjan commercial ply (upto 100mm high) including fixing the skirting with screws to the wall / columns / partitions etc. finishing with approved veneer (as mentioned below) including accessories, making grooves etc. all complete all as per detailed drawings and as directed by the Engineer. | [8 empty] | Nil | 0 | 0 | 0 | 0 | 0 | 0 | 0 | 0 | 70 | 0 | 0 | 0 | 0 | 0 | 0 | 0
3.1 | 601030000 | Skirting finished in 4mm thick approved White Oak veneer with three coats of melamine matt polish. (For walls of Mock-up Room) | [8 empty] | Rmt. | 8 | 632.5 | 31.625 | 31.2708 | 0 | 0 | 695.3958 | 5563.1664 | 70 | 0 | 0 | 0 | 0 | 0 | 0 | 0
4 | 601030000 | Designing, providing, fabricating, assembling & installing Wooden Partition Wall overall thk 50mm with the vertical and horizontal frameworks of the partition to be erected using salwood and fixing with 12mm thk commercial plywood on both the faces of the framework. (For Pelmet) | [8 empty] | Sqm. | 1.5 | 4830 | 241.5 | 238.7952 | 0 | 0 | 5310.2952 | 7965.4428 | 70 | 0 | 0 | 0 | 0 | 0 | 0 | 0
IV | 601030000 | INTERNAL PAINTINGh | [8 empty] | Nil | 0 | 0 | 0 | 0 | 0 | 0 | 0 | 0 | 70 | 0 | 0 | 0 | 0 | 0 | 0 | 0
1 | 601030000 | Providing and applying in two or more coats, Acrylic Emulsion Paint (as specified below) of approved brand and shade to internal surfaces (walls/ partitions/ ceiling), to give an even shade to the approval of the Engineer, including thoroughly brushingf | [8 empty] | Nil | 0 | 0 | 0 | 0 | 0 | 0 | 0 | 0 | 70 | 0 | 0 | 0 | 0 | 0 | 0 | 0
| 601030000 | the surface free from foreign matter, sandpapering smooth, filling in all holes and cracks, applying lambi / palti and rubbing down the surface, lambi/palti sandwiched with two coats of approved primer, rate to include all tools, labour, scaffolding, primer as required, complete as directed by the Engineer. | [8 empty] | Nil | 0 | 0 | 0 | 0 | 0 | 0 | 0 | 0 | 70 | 0 | 0 | 0 | 0 | 0 | 0 | 0
| 601030000 | Note: Flat area (Not Girthed) in horizontal / vertical plane will be measured for payment and no multiplying factor will be applicable for payment. No additional payment will be made for grooves, cornices, vatta, mouldings etcj. | [8 empty] | Nil | 0 | 0 | 0 | 0 | 0 | 0 | 0 | 0 | 70 | 0 | 0 | 0 | 0 | 0 | 0 | 0
1.1 | 601030000 | First Quality water based Emulsion Paint ("Colour Code 30YY-74/121" manufactured by ICI Paints or approved equivalent) (For walls of Mock-up Room). Matching shade of acrylic emulsion paint by asian paints is considered. | [8 empty] | Sqm. | 2 | 316.25 | 15.8125 | 15.6354 | 0 | 0 | 347.6979 | 695.3958 | 70 | 0 | 0 | 0 | 0 | 0 | 0 | 0
1.2 | 601030000 | First Quality water based Emulsion Paint ("Colour Code 30YY-80/088" manufactured by ICI Paints or approved equivalent) (For ceiling of Mock-up Room). Matching shade of acrylic emulsion paint by asian paints is considered. | [8 empty] | Sqm. | 35 | 316.25 | 15.8125 | 15.6354 | 0 | 0 | 347.6979 | 12169.4265 | 70 | 0 | 0 | 0 | 0 | 0 | 0 | 0
2 | 601030000 | Providing and applying Plaster of Paris punning of 6mm average thickness over ceiling surfaces or wherever specified to prepare the surface even and smooth and in proper plumb including all leads and lifts, surface preparation, with all incidentals, or as directed, pattas, sills, necessary scaffolding / staging etc. complete. as directed by the Engineer. The surface punned shall be kept ready to take on paint/wall paper. (For mock-up only for leveling purpose in Bison panel / calcium silicate false ceiling & for areas of wall paper & painting) | [8 empty] | Sqm. | 0 | 287.5 | 14.375 | 14.214 | 0 | 0 | 316.089 | 0 | 70 | 0 | 0 | 0 | 0 | 0 | 0 | 0
3 | 601030000 | Providing & applying two coats of acrylic paints to the external surfaces whether plastered or form finish, using exterior quality acrylic weather shield paint of approved shade & make including preparing the base surface, attending to broken edges, corners or patches of plastered surface and filling with cementetious grout, scaffolding, cleaning the surface, providing & applying STC biocide, priming coat etc. complete all as per manufacturers guidelines and as directed by the Engineer. | [8 empty] | Sqm. | 0 | 402.5 | 20.125 | 19.8996 | 0 | 0 | 442.5246 | 0 | 70 | 17 | 4789.75 | 239.4875 | 236.8052 | 0 | 0 | 5266.0427
V | 601030000 | FLOORING, SKIRTING & CLADDING | [8 empty] | Nil | 0 | 0 | 0 | 0 | 0 | 0 | 0 | 0 | 70 | 5 | 0 | 0 | 0 | 0 | 0 | 0
| 601030000 | Note : | [8 empty] | Nil | 0 | 0 | 0 | 0 | 0 | 0 | 0 | 0 | 70 | 0 | 0 | 0 | 0 | 0 | 0 | 0
| 601030000 | All marble, granite and stone work to include Pre & Post chemical sealant treatment on the back and sides, honing / mirror polishing, pointing of joints with approved grout, moldings, grooves, pre and post treatment etc. | [8 empty] | Nil | 0 | 0 | 0 | 0 | 0 | 0 | 0 | 0 | 70 | 14 | 0 | 0 | 0 | 0 | 0 | 0
| 601030000 | The contractor shall include for all cut outs, wastage, polishing edges, finishing for switch boxes, sockets and the like in the items listed hereunder. | [8 empty] | Nil | 0 | 0 | 0 | 0 | 0 | 0 | 0 | 0 | 70 | 0 | 0 | 0 | 0 | 0 | 0 | 0
| 601030000 | Basic Rate of Oman Royal Beige Stone shall be Rs. 220 per Sft. & Vitrified tiles shall be Rs. 75 per Sft. | [8 empty] | Nil | 0 | 0 | 0 | 0 | 0 | 0 | 0 | 0 | 70 | 0 | 0 | 0 | 0 | 0 | 0 | 0
| 601030000 | Vitrified tile shall be supplied by CHPL | [8 empty] | Nil | 0 | 0 | 0 | 0 | 0 | 0 | 0 | 0 | 70 | 8 | 0 | 0 | 0 | 0 | 0 | 0
1 | 601030000 | Fixing vitrified tiles in flooring, (as specified below), in approved shades, sizes and in pattern / in combination with other stone slabs, as shown in drawings, including 20 mm thick cement mortar bedding 1:6 (1 cement : 6 coarse sand), with neat white cement slurry floated over bed mortar pigmented to match the shade of stone slab, joints to have | [8 empty] | Nil | 0 | 0 | 0 | 0 | 0 | 0 | 0 | 0 | 70 | 1.5 | 0 | 0 | 0 | 0 | 0 | 0
| 601030000 | hairline finish (unless otherwise specified) and finished with matching coloured epoxy grouting, curing, rubbing, honing to obtain the desired finish, washing, cleaning, making cut out for services for all heights, levels & locations, providing & applying approved pre & post chemical sealant (Aquaseal or approved equivalent) treatment to the top surface of stone etc. complete as per drawings and details, and as directed by the Engineer. | [8 empty] | Nil | 0 | 0 | 0 | 0 | 0 | 0 | 0 | 0 | 70 | 0 | 0 | 0 | 0 | 0 | 0 | 0
1.1 | 601030000 | Fixing of vitrified tiles Flooring for Vestibule Flooring | [8 empty] | Sqm. | 4 | 1141.605 | 57.0803 | 56.441 | 0 | 0 | 1255.1262 | 5020.5048 | 70 | 0 | 0 | 0 | 0 | 0 | 0 | 0
1.2 | 601030000 | Fixing of vitrified tiles Flooring for Toilet & Shower Area Flooring | [8 empty] | Sqm. | 8 | 1141.605 | 57.0803 | 56.441 | 0 | 0 | 1255.1262 | 10041.0096 | 70 | 0 | 0 | 0 | 0 | 0 | 0 | 0
2 | 601030000 | Fixing vitrified tiles, 100 mm high, of approved shade on walls, columns, partitions, including 15mm thick backing coat of cement mortar in 1:3 (1 cement : 3 coarse sand), complete as per drawings and details and as directed by the Engineer. | [8 empty] | Nil | 0 | 0 | 0 | 0 | 0 | 0 | 0 | 0 | 70 | 0 | 0 | 0 | 0 | 0 | 0 | 0
2.1 | 601030000 | Skirting in approved vitrified tiles in 600mm x 100mm size, minimum 10mm thick | [8 empty] | Rmt. | 0 | 431.25 | 21.5625 | 21.321 | 0 | 0 | 474.1335 | 0 | 70 | 2 | 603.75 | 30.1875 | 29.8494 | 0 | 0 | 663.7869
3.1 | 601030000 | Fixing Cladding in approved vitrified tiles for WC Area Walls | [8 empty] | Sqm. | 9 | 1314.105 | 65.7053 | 64.9694 | 0 | 0 | 1444.7796 | 13003.0164 | 70 | 35 | 32195.5725 | 1609.7786 | 1591.7491 | 0 | 0 | 35397.1002
3.2 | 601030000 | Fixing Cladding in approved vitrified tiles for Shower area Wall | [8 empty] | Sqm. | 9 | 1314.105 | 65.7053 | 64.9694 | 0 | 0 | 1444.7796 | 13003.0164 | 70 | 0 | 0 | 0 | 0 | 0 | 0 | 0
3.3 | 601030000 | Fixing Cladding in approved vitrified tiles for Shower area Walls | [8 empty] | Sqm. | 0.5 | 1314.105 | 65.7053 | 64.9694 | 0 | 0 | 1444.7796 | 722.3898 | 70 | 0 | 0 | 0 | 0 | 0 | 0 | 0
4 | 601030000 | Providing and fixing matt finished Stainless Steel Inlay Work (conforming to SS 304 Grade) made out of SS plate of 12mm x 30mm size,6mm thick in required shape in flooring at all indicated locations as per approved drawings & technical specifications, including fixing the same with approved adhesive and sealing the joints etc. all as per detailed drawings, sketches and as directed by the Engineer. (In Mock-up Room) | [8 empty] | Rmt. | 5 | 1437.5 | 71.875 | 71.07 | 0 | 0 | 1580.445 | 7902.225 | 70 | 0 | 0 | 0 | 0 | 0 | 0 | 0
5 | 601030000 | Providing and laying machine cut, mirror polished stone slab finishing in niches in toilet using Oman Royal Beige stone slab in required size, in pattern / in combination with other stone slabs, as shown in drawings, including 20 mm thick cement mortar bedding 1:6 (1 cement : 6 coarse sand), fixed in white cement slurry floated over bed mortar pigmented to match the shade of stone slab, joints to have hairline finish (unless otherwise specified) and finished with matching coloured pigment and grey cement, curing, rubbing, honing / polishing to achieve the deired finish, washing, cleaning, making cut out for services, | [8 empty] | Nil | 0 | 0 | 0 | 0 | 0 | 0 | 0 | 0 | 70 | 0 | 0 | 0 | 0 | 0 | 0 | 0
| 601030000 | chamfering the edges etc., complete as per approved shop drawings and as directed by the Engineer. The item includes providing & applying approved pre & post chemical sealant (Aquaseal or approved equivalent) treatment to the top surface of stone, necessary scaffolding / staging if required etc. complete | [8 empty] | Sqm. | 1 | 7590 | 379.5 | 375.2496 | 0 | 0 | 8344.7496 | 8344.7496 | 70 | 0 | 0 | 0 | 0 | 0 | 0 | 0
6 | 601030000 | Providing and laying 40mm thick IPS flooring with 28mm thick base layer of cement concrete 1:2:4 (1 cement :2 coarse sand : 4 graded stone aggregate) laid first using graded hard broken stone aggregate of 20mm nominal size from approved quarry and 12mm topping comprising of one part of cement and two parts of graded hard broken stone aggregate of 6mm size by proportion obtained from approved quarry including providing 3mm thick Aluminium dividing strips to the full depth of flooring, laying in alternate panels of size 1.5m x 1.5m curing, polishing smooth to required levels and slopes etc. complete as per specifications. | [8 empty] | Sqm | 15 | 690 | 34.5 | 34.1136 | 0 | 0 | 758.6136 | 11379.204 | 70 | 0 | 0 | 0 | 0 | 0 | 0 | 0
VI | 601030000 | FALSE CEILINGs | [8 empty] | Nil | 0 | 0 | 0 | 0 | 0 | 0 | 0 | 0 | 70 | 0 | 0 | 0 | 0 | 0 | 0 | 0
1 | 601030000 | Providing and fixing Gypsum False Ceiling (of Saint Gobain make or approved equivalent) which includes Gypsteel® ULTRA CRP surface ribbed perimeter channels (having one flange of 20mm and another flange of 30mm and a web of 28mm) along the perimeter of ceiling, screw fixed to brick wall/partition with the help of nylon sleeves and screws, at 610mm centers. Then suspending Gypsteel® ULTRA CRP surface ribbed intermediate channels of size 45mm (with two flanges of 15mm each) from the soffit at 1220mm centers with Gypsteel ULTRA CRP surface ribbed | [8 empty] | Nil | 0 | 0 | 0 | 0 | 0 | 0 | 0 | 0 | 70 | 0 | 0 | 0 | 0 | 0 | 0 | 0
| 601030000 | ceiling angle of width 25mmx10mm fixed to soffit with GI cleat and steel expansion fasteners(Mfg by Saint Gobain Gyproc). Then Gypsteel® ULTRA CRP surface ribbed Ceiling section of having web of 51.5mm and two flanges of 26mm each with lips of 10.5mm are then fixed to the Gypsteel® ULTRA intermediate channel with the help of connecting clip and in direction perpendicular to the Gypsteel® ULTRA intermediate channel at 457mm centers. so as to have a flush look which includes filling and finishing with jointing compound, joint paper tape. | [8 empty] | Nil | 0 | 0 | 0 | 0 | 0 | 0 | 0 | 0 | 70 | 0 | 0 | 0 | 0 | 0 | 0 | 0
| 601030000 | The "T" section shall be suspended from the soffit with the help of soffit cleat, rawl plugs, GI wire rod of 4mm dia. with galvanized spring level clips at 1200mm centres. The item shall include for necessary scaffolding / staging, making provisions for trap door openings, cut outs for light fixtures, sprinklers etc.complete all as per approved shop drawings and as directed by the Engineer | [8 empty] | Nil | 0 | 0 | 0 | 0 | 0 | 0 | 0 | 0 | 70 | 0 | 0 | 0 | 0 | 0 | 0 | 0
1.1 | 601030000 | Using 12.5mm thick "Gyproc" square edged Gypsum boards of required size | [8 empty] | Nil | 0 | 0 | 0 | 0 | 0 | 0 | 0 | 0 | 70 | 4 | 0 | 0 | 0 | 0 | 0 | 0
1.1.1 | 601030000 | In horizontal surfaces | [8 empty] | Sqm | 20 | 1265 | 63.25 | 62.5416 | 0 | 0 | 1390.7916 | 27815.832 | 70 | 8 | 7084 | 354.2 | 350.233 | 0 | 0 | 7788.433
1.1.2 | 601030000 | In vertical surfaces | [8 empty] | Sqm | 4 | 1265 | 63.25 | 62.5416 | 0 | 0 | 1390.7916 | 5563.1664 | 70 | 0 | 0 | 0 | 0 | 0 | 0 | 0
2 | 601030000 | Providing and fixing approved Moisture Resistant Gypsum Board "Gyproc MR" suspended ceiling System (manufactured by Saint Gobain or approved equivalent) using concealed galvanised steel section frame work of hot dipped galvanized steel pre-coated, which includes flush fitting 1200mm long cross tees to be interlocked between main runners at 600mm centres to form 1200mm x 600mm modules. Cut cross tees longer than 600mm to be supported independently. 600mm x 600mm modules to be formed by fitting 600mm long flush fitting cross tees centrally between the 1200mm cross tees. All GI framework of the false ceiling shall be concealed and all moisture resistant boards shall be laid flush with each other so as to give a straight & uniform appearance unless mentioned otherwise in the drawings | [8 empty] | Nil | 0 | 0 | 0 | 0 | 0 | 0 | 0 | 0 | 70 | 0 | 0 | 0 | 0 | 0 | 0 | 0
| 601030000 | The suspension system shall be of hot dipped pre-coated galvanized steel sections which includes the following members : | [8 empty] | Nil | 0 | 0 | 0 | 0 | 0 | 0 | 0 | 0 | 70 | 9 | 0 | 0 | 0 | 0 | 0 | 0
| 601030000 | (i) Main runner : Section of size 38mmx24mmx0.35mm and 3.6m long | [8 empty] | Nil | 0 | 0 | 0 | 0 | 0 | 0 | 0 | 0 | 70 | 9 | 0 | 0 | 0 | 0 | 0 | 0
| 601030000 | (ii) Cross Runner : Section of size 28mmx24mmx0.30mm and 1.2m long | [8 empty] | Nil | 0 | 0 | 0 | 0 | 0 | 0 | 0 | 0 | 70 | 0.5 | 0 | 0 | 0 | 0 | 0 | 0
| 601030000 | (iii) Cross Runner : Section of size 28mmx24mmx0.30mm and 0.6m long | [8 empty] | Nil | 0 | 0 | 0 | 0 | 0 | 0 | 0 | 0 | 70 | 5 | 0 | 0 | 0 | 0 | 0 | 0
| 601030000 | (iv) Wall angle : Section of size 28mmx24mm and 3.05m long | [8 empty] | Nil | 0 | 0 | 0 | 0 | 0 | 0 | 0 | 0 | 70 | 0 | 0 | 0 | 0 | 0 | 0 | 0
| 601030000 | The section shall be suspended from the soffit with the help of soffit cleat, rawl plugs, GI wire rod of 4mm dia. with galvanized spring level clips at 1200mm centres. | [8 empty] | Nil | 0 | 0 | 0 | 0 | 0 | 0 | 0 | 0 | 70 | 1 | 0 | 0 | 0 | 0 | 0 | 0
2.1 | 601030000 | Using Moisture Resistant Gypsum "Gyproc MR" boards of size 595mm x 595mm | [8 empty] | Sqm | 11 | 1725 | 86.25 | 85.284 | 0 | 0 | 1896.534 | 20861.874 | 70 | 15 | 18112.5 | 905.625 | 895.482 | 0 | 0 | 19913.607
VII | 601030000 | FURNISHINGS | [8 empty] | Nil | 0 | 0 | 0 | 0 | 0 | 0 | 0 | 0 | 70 | 0 | 0 | 0 | 0 | 0 | 0 | 0
1 | 601030000 | Taking delivery & laying approved Anti-static machine tufted cut & looped pile carpet of approved brand, colour, texture, quality and of required thickness installed strictly as per manufacturers recommendations & approved methodology with approved adhesives, making cut outs for junction boxes etc. complete as directed by the Engineer. Location of joints to be decided with prior approval of the Engineer and actual net area of carpet laid shall be measured for payment. | [8 empty] | Nil | 0 | 0 | 0 | 0 | 0 | 0 | 0 | 0 | 70 | 0 | 0 | 0 | 0 | 0 | 0 | 0
| 601030000 | 1) The item shall include for fixing approved, fire resistant, moisture & midlew proof 12mm thick jute or 6 to 10mm thick rubber underlay / pad (provided by the client) | [8 empty] | Nil | 0 | 0 | 0 | 0 | 0 | 0 | 0 | 0 | 70 | 0 | 0 | 0 | 0 | 0 | 0 | 0
| 601030000 | 2) All sub floors shall be inspected to ensure that all cracks greater than 3mm wide and depressions or protrusions over 0.8mm shall be filled or leveled. | [8 empty] | Nil | 0 | 0 | 0 | 0 | 0 | 0 | 0 | 0 | 70 | 0 | 0 | 0 | 0 | 0 | 0 | 0
| 601030000 | 3) Direct glue down installation of carpet & underlay is specifically prohibited. | [8 empty] | Nil | 0 | 0 | 0 | 0 | 0 | 0 | 0 | 0 | 70 | 0 | 0 | 0 | 0 | 0 | 0 | 0
| 601030000 | 4) Carpet & underlay shall be supplied by CHPL | [8 empty] | Nil | 0 | 0 | 0 | 0 | 0 | 0 | 0 | 0 | 70 | 20 | 0 | 0 | 0 | 0 | 0 | 0
1.1 | 601030000 | In enhanced graphic textured cut & looped pile carpet (REF NO. : CR-02) | [8 empty] | Sqm. | 18 | 138 | 6.9 | 6.8227 | 0 | 0 | 151.7227 | 2731.009 | 70 | 3 | 289.8 | 14.49 | 14.3277 | 0 | 0 | 318.6177
2 | 601030000 | Taking delivery and fixing in position, Blackout Fabric (Night Curtain with blackout) of approved brand, texture / pattern, shade, quality, thickness, width and made out of 100% polyester material, comprising of one layer of day curtain and one layer of sheer curtain, two pair lined overdrapery with self fabric tie-back in French pleat style, 250% fullness on all drapery with center split, 75mm wide self fabric tie-back with 10mm contrast welt sewn on the diagonal (stripe). All hemming shall be blind stitched and serged, 130mm double heading, 100 double hem and 102mm side hem, finished length to be 10mm above finished floor level, hem shall be weighted. The drapery tracks shall be heavy duty, cut to measurement, pin hocks, all installation and mounting hardware, scaffolding / staging etc. as per the approved shop drawings, manufacturers specifications and as directed by the Engineer | [8 empty] | Sqm. | 10 | 575 | 28.75 | 28.428 | 0 | 0 | 632.178 | 6321.78 | 70 | 0 | 0 | 0 | 0 | 0 | 0 | 0
| 601030000 | Note : Blackout Fabric shall be supplied by CHPL | [8 empty] | Nil | 0 | 0 | 0 | 0 | 0 | 0 | 0 | 0 | 70 | 0 | 0 | 0 | 0 | 0 | 0 | 0
3 | 601030000 | Taking delivery and fixing in position, Sheer Fabric (Day Curtain Sheer) of approved brand, texture / pattern, shade, quality, thickness, width and made out of 100% polyester material of contract quality and suitable for commercial use, including fabric backing as required, all accessories & hardware, scaffolding / staging etc. complete all as per manufacturers specifications | [8 empty] | Sqm. | 10 | 690 | 34.5 | 34.1136 | 0 | 0 | 758.6136 | 7586.136 | 70 | 0 | 0 | 0 | 0 | 0 | 0 | 0
| 601030000 | Note : Sheer Fabric shall be supplied by CHPL | [8 empty] | Nil | 0 | 0 | 0 | 0 | 0 | 0 | 0 | 0 | 70 | 0 | 0 | 0 | 0 | 0 | 0 | 0
VIII | 601030000 | WOOD WORK & JOINERY | [8 empty] | Nil | 0 | 0 | 0 | 0 | 0 | 0 | 0 | 0 | 70 | 0 | 0 | 0 | 0 | 0 | 0 | 0
| 601030000 | Note : | [8 empty] | Nil | 0 | 0 | 0 | 0 | 0 | 0 | 0 | 0 | 70 | 0 | 0 | 0 | 0 | 0 | 0 | 0
| 601030000 | 1) RF Card Intelligent Lock with integrated handle, data card, encoder & software (for Main Door) shall be supplied by the Client | [8 empty] | Nil | 0 | 0 | 0 | 0 | 0 | 0 | 0 | 0 | 70 | 0 | 0 | 0 | 0 | 0 | 0 | 0
| 601030000 | 2) Basic Rate of Veneer shall be Rs. 75 per Sft. | [8 empty] | Nil | 0 | 0 | 0 | 0 | 0 | 0 | 0 | 0 | 70 | 11 | 0 | 0 | 0 | 0 | 0 | 0
1 | 601030000 | Providing and fixing wood work in frames for doors shaped to size and designs as indicated in the drawing including cutting, plaining, making rebates, jointing as directed, fixing in position to jambs with heavy duty PVC rawl plugs and counter sunk flush bolts (countersunk area of the door frame shall be filled and finished to match as directed) of approved size and quality minimum 6 nos. per door, (or with holdfasts of 225 mm x 40mm x 3mm MS flats, splayed at ends, minimum 6 nos. per door, fixed with screws to wooden frames and 1:3:6 concrete blocks of 400 x 200 x 250mm for embedding holdfasts), | [8 empty] | Nil | 0 | 0 | 0 | 0 | 0 | 0 | 0 | 0 | 70 | 0 | 0 | 0 | 0 | 0 | 0 | 0
| 601030000 | with two coats of approved wood preservative to the unexposed faces & in joints including finishing the frame in melamine matt polish of colour to match veneer of the shutter, etc. all complete all per approved drawings and as directed by the Engineer. | [8 empty] | Nil | 0 | 0 | 0 | 0 | 0 | 0 | 0 | 0 | 70 | 0 | 0 | 0 | 0 | 0 | 0 | 0
1.1 | 601030000 | Using approved seasoned second quality BTC wood (with one hour fire rating) finished with three coats of melamine matt polish and as per profile shown in the drawings. | [8 empty] | Cum. | 0.09 | 287500 | 14375 | 14214 | 0 | 0 | 316089 | 28448.01 | 70 | 0 | 0 | 0 | 0 | 0 | 0 | 0
2 | 601030000 | Providing and fixing non-decorative type flush door shutters of solid core block, construction with stile frame, rails and internal lipping out of hardwood well seasoned and kiln dried, bonded with phenol formaldehyde synthetic resin, ply facing, including internal / external 12mm thick teak wood beading all around the edges of shutter, as specified in the drawing or as required, necessary SS screws, providing and fixing door seals, hardware as mentioned below with accessories required for fixing etc. complete as per the standard drawing and as directed by the Engineer. | [8 empty] | Nil | 0 | 0 | 0 | 0 | 0 | 0 | 0 | 0 | 70 | 0 | 0 | 0 | 0 | 0 | 0 | 0
| 601030000 | 1) All veneer & laminate shall be 4mm & 1mm thick respectively, factory made, factory pressed, book-matching & of approved brand and quality | [8 empty] | Nil | 0 | 0 | 0 | 0 | 0 | 0 | 0 | 0 | 70 | 0 | 0 | 0 | 0 | 0 | 0 | 0
2.1.1 | 601030000 | Main Door D-A/1 to King Room : 45mm thick single leaved flush door of approximate size 970mm x 2400mm, one side finished with approved 4mm thick White Oak veneer and other side finished with approved 4mm thick Indian Rosewood veneer with teakwood edge lipping finished with melamine matt polish in approved shade, including providing and installing 50mm thick architraves (on inner side of door) with same finish as mentioned above, 5mm stainless steel polish inlay, bottom & side door seals, provision of intumescent coating / strips to make the door system fire resistant in compliance with the technical specifications, accessories like peep hole, safety chain, door drop seal and including all cutouts to be made for fixing Card Key lock etc. complete and including the following door SS hardware (of Hafele brand or approved equivalent) of SS 304 Grade : | [8 empty] | Nil | 0 | 0 | 0 | 0 | 0 | 0 | 0 | 0 | 70 | 0 | 0 | 0 | 0 | 0 | 0 | 0
| 601030000 | Door Closer (1 No. per Shutter) - Brand : Hafele, Overhead Hydraulic Startec DCL 30 door closer, EN 2-4 (Model No. 931.84.208 / 218) | [8 empty] | Nil | 0 | 0 | 0 | 0 | 0 | 0 | 0 | 0 | 70 | 0 | 0 | 0 | 0 | 0 | 0 | 0
| 601030000 | RF Card Intelligent Lock with integrated handle (1 Set) - of approved brand, size & quality (Shall be Supplied by CHPL) | [8 empty] | Nil | 0 | 0 | 0 | 0 | 0 | 0 | 0 | 0 | 70 | 18 | 0 | 0 | 0 | 0 | 0 | 0
| 601030000 | Card encoder (1 piece) - of approved brand (Shall be Supplied by CHPL) | [8 empty] | Nil | 0 | 0 | 0 | 0 | 0 | 0 | 0 | 0 | 70 | 10 | 0 | 0 | 0 | 0 | 0 | 0
| 601030000 | Multifunctional data card (2 pieces) - of approved brand (Shall be Supplied by CHPL) | [8 empty] | Nil | 0 | 0 | 0 | 0 | 0 | 0 | 0 | 0 | 70 | 0 | 0 | 0 | 0 | 0 | 0 | 0
| 601030000 | Hotel lock management software (1 piece) - of approved brand (Shall be Supplied by CHPL) | [8 empty] | Nil | 0 | 0 | 0 | 0 | 0 | 0 | 0 | 0 | 70 | 10 | 0 | 0 | 0 | 0 | 0 | 0
| 601030000 | Ball bearing hinges (4 Nos per shutter) with pins & screws - Brand : Hafele, Model No. 926.13.880)s | [8 empty] | Nil | 0 | 0 | 0 | 0 | 0 | 0 | 0 | 0 | 70 | 0 | 0 | 0 | 0 | 0 | 0 | 0
| 601030000 | Security Chain System - Brand : Hafele, Model No. 911.59.095 | [8 empty] | Nil | 0 | 0 | 0 | 0 | 0 | 0 | 0 | 0 | 70 | 0 | 0 | 0 | 0 | 0 | 0 | 0
| 601030000 | Stainless Steel Eye Viewer - Brand : Hafele, Model No.Startec, 35 to 55mm length | [8 empty] | Nil | 0 | 0 | 0 | 0 | 0 | 0 | 0 | 0 | 70 | 0 | 0 | 0 | 0 | 0 | 0 | 0
| 601030000 | Floor mounted door stopper - Brand : Hafele, Model No. 937.51.720 | [8 empty] | No | 1 | 31050 | 1552.5 | 1535.112 | 0 | 0 | 34137.612 | 34137.612 | 70 | 0 | 0 | 0 | 0 | 0 | 0 | 0
2.1.2 | 601030000 | Connecting Door D-D/1 : 35mm thick single leaved flush door of approximate size 970mm x 2400mm, one side finished with approved 4mm thick White Oak veneer and other side finished with approved synthetic enamel paint over watercut putty/ lambi, teakwood edge lipping finished with melamine matt polish in approved shade, bottom & side door seals, etc. complete and including the following door SS hardware (manufactured by Hafele or approved equivalent make) of SS 304 Grade : | [8 empty] | Nil | 0 | 0 | 0 | 0 | 0 | 0 | 0 | 0 | 70 | 0 | 0 | 0 | 0 | 0 | 0 | 0
| 601030000 | Mortise Lock Body Premium (1 No. per Shutter) - Brand : Hafele as approved | [8 empty] | Nil | 0 | 0 | 0 | 0 | 0 | 0 | 0 | 0 | 70 | 0 | 0 | 0 | 0 | 0 | 0 | 0
| 601030000 | 60mm Half Cylinder with One side Knob only (1 Piece) - Brand : Hafele | [8 empty] | Nil | 0 | 0 | 0 | 0 | 0 | 0 | 0 | 0 | 70 | 0 | 0 | 0 | 0 | 0 | 0 | 0
| 601030000 | Mortise Handle with 19mm tube (1 Set) - Brand : Hafele, Model No. 902.92.092 | [8 empty] | Nil | 0 | 0 | 0 | 0 | 0 | 0 | 0 | 0 | 70 | 0.09 | 0 | 0 | 0 | 0 | 0 | 0
| 601030000 | Ball bearing hinges (4 Nos per shutter) with pins & screws - Brand : Hafele, Model No. 926.13.880) | [8 empty] | No | 1 | 25875 | 1293.75 | 1279.26 | 0 | 0 | 28448.01 | 28448.01 | 70 | 0 | 0 | 0 | 0 | 0 | 0 | 0
IX | 601030000 | GLAZED PARTITIONS & DOORS | [8 empty] | Nil | 0 | 0 | 0 | 0 | 0 | 0 | 0 | 0 | 70 | 0 | 0 | 0 | 0 | 0 | 0 | 0
1 | 601030000 | Designing, supplying, fabricating, assembling & installing Glazed Shower Enclosure made out of glazed fixed panels, supporting framed steel assembly, sliding glass door shutter in shower partition wall / cubicle in required size madeout of 10mm thick toughened glass with frosting effect (by using 3M films or approved equivalent), ceramic frosted tempered glass, stainless steel hardware of approved make & quality, wall mounted brackets, fixed panel holders, wall sockets for swift rod, sliding rollers, round sliding handle assembly, fixed panel bottom clamps, door bottom guide, door threshold, door stopper, structural rail, door & fixed panel seal strips, | [8 empty] | Nil | 0 | 0 | 0 | 0 | 0 | 0 | 0 | 0 | 70 | 0 | 0 | 0 | 0 | 0 | 0 | 0
| 601030000 | extension clamps, screws, anchors,nuts, bolts, base plates, silicone sealants, gaskets, and including machine polishing to all visible edges of glass, drilling holes for anchoring, necessary scaffolding / staging, protecting the shower enclosure bottom with a cardboard protector prior to installation, reinforcing the shower walls with wooden studs prior to shower door fixing, etc. all as per approved shop drawings, technical specifications and as directed by the Engineer. | [8 empty] | Sqm. | 6 | 10925 | 546.25 | 540.132 | 0 | 0 | 12011.382 | 72068.292 | 70 | 0 | 0 | 0 | 0 | 0 | 0 | 0
| 601030000 | Note : 1) The contractor shall verify the shower enclosure & door dimensions prior to placing the order from the vendor | [8 empty] | Nil | 0 | 0 | 0 | 0 | 0 | 0 | 0 | 0 | 70 | 0 | 0 | 0 | 0 | 0 | 0 | 0
| 601030000 | 2) The entire unit shall be dry fitted prior to any installation | [8 empty] | Nil | 0 | 0 | 0 | 0 | 0 | 0 | 0 | 0 | 70 | 0 | 0 | 0 | 0 | 0 | 0 | 0
| 601030000 | 3) The installation shall be done by qualified & licensed professionals | [8 empty] | Nil | 0 | 0 | 0 | 0 | 0 | 0 | 0 | 0 | 70 | 0 | 0 | 0 | 0 | 0 | 0 | 0
| 601030000 | 4) Necessary approvals shall be obtained by the contractor from the Engineer prior to placement of order & installation | [8 empty] | Nil | 0 | 0 | 0 | 0 | 0 | 0 | 0 | 0 | 70 | 0 | 0 | 0 | 0 | 0 | 0 | 0
| 601030000 | 5) Elevation area of glass enclosure shall be measured for payment | [8 empty] | Nil | 0 | 0 | 0 | 0 | 0 | 0 | 0 | 0 | 70 | 0 | 0 | 0 | 0 | 0 | 0 | 0
| 601030000 | 6)Hardware to be used shall be of Hafele make or approved equivalent by the engineer | [8 empty] | Nil | 0 | 0 | 0 | 0 | 0 | 0 | 0 | 0 | 70 | 1 | 0 | 0 | 0 | 0 | 0 | 0
2 | 601030000 | Designing, supplying, fabricating, assembling and installing Sliding Door (Near luggage rack) of approved make & quality and of overall 950 mm x 2300 mm size and overall approximate 38mm thickness including cost of all materials, wastage, labour charges, taxes, duties, insurance, freight, scaffolding / staging etc. complete all as per approved shop drawings, technical specifications and all as directed by the Engineer and comprising of the following : | [8 empty] | Nil | 0 | 0 | 0 | 0 | 0 | 0 | 0 | 0 | 70 | 0 | 0 | 0 | 0 | 0 | 0 | 0
| 601030000 | i) Sliding Track : Track shall be in stainless steel sections of 304 grade including necessary tack plates, track strips, screws, nuts, alignment pins, rollers, guides etc. | [8 empty] | Nil | 0 | 0 | 0 | 0 | 0 | 0 | 0 | 0 | 70 | 0 | 0 | 0 | 0 | 0 | 0 | 0
| 601030000 | ii) Framework : The frame work for the elements shall be made out of SS "U" channels & extruded SS profiles bolted together to form the frame elements. | [8 empty] | Nil | 0 | 0 | 0 | 0 | 0 | 0 | 0 | 0 | 70 | 1 | 0 | 0 | 0 | 0 | 0 | 0
| 601030000 | iii) Panels & Surface Finish : Two panels both made out of 40mm thick blockboard with splice joints, one panel finished with 4mm thick lacquered White Oak veneer on both sides and the other panel cladded with 6mm thick mirror panels on one side and the other side finish with 4mm thick lacquered White Oak veneer with concealed durable spring tensioned seals, gaskets, sleeves & other accessories. | [8 empty] | Nil | 0 | 0 | 0 | 0 | 0 | 0 | 0 | 0 | 70 | 0 | 0 | 0 | 0 | 0 | 0 | 0
| 601030000 | iv) Hardware : The system shall include for all accessories, door hardware (conforming to SS 304 Grade) such as interlocking glazing profiles, end caps for locking arrangements etc and of Hafele make or approved quivalent | [8 empty] | Sqm. | 2.2 | 24748 | 1237.4 | 1223.5411 | 0 | 0 | 27208.9411 | 59859.6705 | 70 | 0 | 0 | 0 | 0 | 0 | 0 | 0
X | 601030000 | MISCELLANEOUS ITEMS | [8 empty] | Nil | 0 | 0 | 0 | 0 | 0 | 0 | 0 | 0 | 70 | 0 | 0 | 0 | 0 | 0 | 0 | 0
1 | 601030000 | Providing & fixing brush finished 16 SWG stainless steel (304 grade) pictograms / signages of required size, make and quality at all indicated locations as per details and as directed by the Engineer . | [8 empty] | Nil | 0 | 0 | 0 | 0 | 0 | 0 | 0 | 0 | 70 | 0 | 0 | 0 | 0 | 0 | 0 | 0
1.1 | 601030000 | Pictograms of 170mm x 170mm x 2mm size (manufactured by NEKI or approved equivalent) with necessary long stud, SS screws, all accessories etc. complete. | [8 empty] | Each | 2 | 3450 | 172.5 | 170.568 | 0 | 0 | 3793.068 | 7586.136 | 70 | 0 | 0 | 0 | 0 | 0 | 0 | 0
1.2 | 601030000 | Pictograms of 300mm x 75mm x 2mm size (manufactured by NEKI or approved equivalent) with necessary long stud, SS screws, all accessories etc. complete. | [8 empty] | Each | 0 | 0 | 0 | 0 | 0 | 0 | 0 | 0 | 70 | 0 | 0 | 0 | 0 | 0 | 0 | 0
2 | 601030000 | Providing and fixing curtain track made out of polyester powdercoated Aluminium pipe sections of 25 mm outer dia (heavy type) with chromium plated brackets, including fixing with 25x3 mm epoxy coated M.S. flats 10 mm long fixed to the wall / ceiling structure with hollock wood cleats, rawl plugs, other accessories etc. including necessary scaffolding / staging all complete as directed by the Engineer. | [8 empty] | Rmt. | 8 | 862.5 | 43.125 | 42.642 | 0 | 0 | 948.267 | 7586.136 | 70 | 0 | 0 | 0 | 0 | 0 | 0 | 0
3 | 601030000 | Providing and fixing in position Trap Door of size 950mm x 750mm in Vestibule with approved outer Salwood frame work of size 2"x 2" size suspended from the roof by galvanised iron hangers & fasteners, 18mm thick Garjan commercial ply panels screwed to the Salwood frame work and finished with approved synthetic enamel paint over water cut lambi / putty, salwood lippings melamine polished, providing grooves if required, including all accessories, SS 304 grade hardware, necessary scaffolding / staging, treating the unexposed wooden surfaces with two coats of approved wood preservative etc. complete all as per approved shop drawings and as directed by the Engineer. | [8 empty] | Nos | 1 | 5750 | 287.5 | 284.28 | 0 | 0 | 6321.78 | 6321.78 | 70 | 6 | 24150 | 1207.5 | 1193.976 | 0 | 0 | 26551.476
4 | 601030000 | Supplying & installing TV panel pull out swivel wall mounted brackets (Item Code No. : FPS-1000 manufactured by Peerless Industries or approved equivalent) made out of powdercoated mild steel sections and capable of sustaining weight of 42" LCD TV panel unit & upto 45o angle of swivel including new roll feature allowing horizontal screen leveling during installation, easy pull out swivel upto 10", integrated adapter plate, boxed-in wall plate, provision for concealed cable wiring, including fixing to the concrete / masonry walls using wall braces, clamps, supporting studs, necessary scaffolding / staging etc.complete as per manufacturers specifications and as directed by the Engineer. | [8 empty] | No | 1 | 2875 | 143.75 | 142.14 | 0 | 0 | 3160.89 | 3160.89 | 70 | 0 | 0 | 0 | 0 | 0 | 0 | 0
B | 601030000 | LOOSE & FIXED FURNITURE | [8 empty] | Nil | 0 | 0 | 0 | 0 | 0 | 0 | 0 | 0 | 70 | 0 | 0 | 0 | 0 | 0 | 0 | 0
| 601030000 | 1. Athough the tender drawings for the various furniture items etc. provide enough details, they are of indicative nature and meant to convey the design intent only. The Contractor has to develop his own fabrication details based on the best Trade / Engineering Practices in order to fully and faithfully realize the Design intent. These fabrication details have to be discussed with and got approved by the Architect. Mock-up for typical junctions shall be submitted wherever necessary and relevant. Sizes for furniture items mentioned in the BOQ are approximate and bidder shall ascertain actual accurate sizes from the drawings provided. | [8 empty] | Nil | 0 | 0 | 0 | 0 | 0 | 0 | 0 | 0 | 70 | 0 | 0 | 0 | 0 | 0 | 0 | 0
| 601030000 | 2. All veneer & laminate shall be factory made & factory pressed and bookmatching | [8 empty] | Nil | 0 | 0 | 0 | 0 | 0 | 0 | 0 | 0 | 70 | 0 | 0 | 0 | 0 | 0 | 0 | 0
| 601030000 | 3. All plywood shall be Garjan commercial or marine ply as mentioned in the respective items & conforming to the latest IS norms and conform to FSC LEED rating.. | [8 empty] | Nil | 0 | 0 | 0 | 0 | 0 | 0 | 0 | 0 | 70 | 0 | 0 | 0 | 0 | 0 | 0 | 0
| 601030000 | 4. All visible edges of glass shall be machine polished. | [8 empty] | Nil | 0 | 0 | 0 | 0 | 0 | 0 | 0 | 0 | 70 | 0 | 0 | 0 | 0 | 0 | 0 | 0
| 601030000 | 5. All solid wooden members in contact with masonry / concrete surfaces shall be treated with two coats of approved wood preservative | [8 empty] | Nil | 0 | 0 | 0 | 0 | 0 | 0 | 0 | 0 | 70 | 0 | 0 | 0 | 0 | 0 | 0 | 0
| 601030000 | 6. All exposed surfaces of solid wooden members shall be finished with three coats of melamine matt polish | [8 empty] | Nil | 0 | 0 | 0 | 0 | 0 | 0 | 0 | 0 | 70 | 0 | 0 | 0 | 0 | 0 | 0 | 0
| 601030000 | 7. All exposed surfaces of veneered surfaces shall be finished with three coats of melamine matt polish | [8 empty] | Nil | 0 | 0 | 0 | 0 | 0 | 0 | 0 | 0 | 70 | 0 | 0 | 0 | 0 | 0 | 0 | 0
| 601030000 | 8. The scope of works shall include designing, providing, fabricating, assembling and installing in position loose furniture items made out of approved materials, in size, shape, quality, design and finish etc. complete all as per approved shop drawings, technical specifications and as directed by the Engineer. | [8 empty] | Nil | 0 | 0 | 0 | 0 | 0 | 0 | 0 | 0 | 70 | 0 | 0 | 0 | 0 | 0 | 0 | 0
| 601030000 | 9. Basic Rate of Veneer shall be Rs. 75 per Sft. | [8 empty] | Nil | 0 | 0 | 0 | 0 | 0 | 0 | 0 | 0 | 70 | 2.2 | 0 | 0 | 0 | 0 | 0 | 0
| 601030000 | 10. All Fabric, Leather material shall be supplied by CHPL | [8 empty] | Nil | 0 | 0 | 0 | 0 | 0 | 0 | 0 | 0 | 70 | 0 | 0 | 0 | 0 | 0 | 0 | 0
1 | 601030000 | Designing, providing, fabricating, assembling & installing Vanity Counter of size 1250mm x 500mm deep in approved 19mm thick marine Ply with top finished in 20mm thick Omani Royal Beige marble in polished finish and front finished in white oak veneer with melamine matt polish having one drawer fixed on approved telescopic channels / tracks and maintainence shutter provided from side and providing vanity mirror of size 1400mm x 500mm with SS framing and supported from the ceiling and vanity counter top with SS 304 grade pipe supports including all joinery details, supporting framework, hardware, adhesives, sealants, gaskets etc. complete as per the approved shop drawings, technical specifications and as directed by the Engineer | [8 empty] | Nil | 0 | 0 | 0 | 0 | 0 | 0 | 0 | 0 | 70 | 0 | 0 | 0 | 0 | 0 | 0 | 0
| 601030000 | Designing, providing, fabricating, assembling & installing Wooden Partition Wall(For Vanity Counter) 165mm thk of overall size 500mm(L) x 2450mm(H) with the vertical and horizontal frameworks of the partition to be erected using 2nd quality teakwood and fixing with 12mm marine plywood on both the faces of the framework. The vanity face of the partition is to be provided with niche of size 400mm(L) x 70mm(D) x 1450mm(H) and finished with white oak veneer and with melamine matt polish. The remaining vanity face of the partition wall is to be finished in 20mm thick Omani Royal Beige marble in polished finish. For finish of the other face of the partition wall refer item no. B. 2.0. | [8 empty] | Nil | 0 | 0 | 0 | 0 | 0 | 0 | 0 | 0 | 70 | 2 | 0 | 0 | 0 | 0 | 0 | 0
| 601030000 | The item shall include for providing melamine matt polished teak wood edge lippings,making cutouts for sanitary & electrical fixtures / fittings as required, treating the wooden members in contact with masonry / concrete surfaces with two coats of approved wood preservative, necessary scaffolding / staging etc. complete. | [8 empty] | Each | 1 | 46000 | 2300 | 2274.24 | 0 | 0 | 50574.24 | 50574.24 | 70 | 0 | 0 | 0 | 0 | 0 | 0 | 0
2 | 601030000 | Designing, providing, fabricating, assembling & installing Wardrobe Unit (REF NO. BF-02C) of approx. 1186mm(L) x 2400mm(H) size and 500mm depth made from 19mm thick Garjan commercial ply and finished with approved 4mm thick White Oak Veneer finished with melamine matt polish and drawer unit having two drawers fixed on approved telescopic channels / tracks with one open shelf for safe. The wardrobe shall be provided with SS hanger rod, provision for LED strip lighting, provision for placing the iron & hanging the ironboard, shelf on top as per detailed drawings and design including all hardware, fixtures, adhesives etc complete as per approved shop drawings and as directed by the Engineer | [8 empty] | Nil | 0 | 0 | 0 | 0 | 0 | 0 | 0 | 0 | 70 | 8 | 0 | 0 | 0 | 0 | 0 | 0
| 601030000 | The item shall include for providing melamine matt polished teak wood edge lippings wherever required, CNC polish to all visible edges of glass, making cutouts for sanitary & electrical fixtures / fittings, treating the wooden members in contact with masonry / concrete surfaces with two coats of approved wood preservative, necessary scaffolding / staging etc. complete. | [8 empty] | Each | 1 | 73600 | 3680 | 3638.784 | 0 | 0 | 80918.784 | 80918.784 | 70 | 1 | 51520 | 2576 | 2547.1488 | 0 | 0 | 56643.1488
| 601030000 | Note:- Ironing Board shall be supplied by CHPL | [8 empty] | Nil | 0 | 0 | 0 | 0 | 0 | 0 | 0 | 0 | 70 | 1 | 0 | 0 | 0 | 0 | 0 | 0
3 | 601030000 | Taking delivery & installing in position, King Bed (REF NO. BF-05) of 1850mm (W) x 2048mm (L) x 375mm (H) size made out of approved materials and of approved make, design, finish & quality etc. complete as per approved shop drawings, technical specifications, sketches / images and as directed by the Engineer. | [8 empty] | Each | 1 | 2875 | 143.75 | 142.14 | 0 | 0 | 3160.89 | 3160.89 | 70 | 0 | 0 | 0 | 0 | 0 | 0 | 0
| 601030000 | Note : King Bed shall be supplied by CHPL | [8 empty] | Nil | 0 | 0 | 0 | 0 | 0 | 0 | 0 | 0 | 70 | 0 | 0 | 0 | 0 | 0 | 0 | 0
4 | 601030000 | Designing, providing, fabricating, assembling & installing Head board of 3000mm (L) x 1250mm (H) size, finished partly in approved 4mm thick White Oak veneer finished with melamine matt polish & partly with soft paneling in approved leatherette finish with foam backing. The work shall include for provision for lighting using LED strips concealed by 6mm thick frosted perspex sheets forming a cove, all joinery details, accessories, hardware, consumables, adhesives, treating the wooden members in contact with masonry / concrete surfaces with two coats of approved wood preservative, necessary scaffolding / staging etc. complete as per approved shop drawings, technical specifications and as directed by the Engineer. | [8 empty] | Each | 1 | 15525 | 776.25 | 767.556 | 0 | 0 | 17068.806 | 17068.806 | 70 | 0 | 0 | 0 | 0 | 0 | 0 | 0
5 | 601030000 | Designing, providing, fabricating, assembling & installing Bed Side Table of 500 mm x 550mm x 450 mm size fixed to head board and made from approved BTC frame & 19mm thick Garjan commercial ply finished with approved 4mm thick White Oak Veneer from outside and inside the open shelf with melamine matt polish and one drawer fixed on approved telescopic channels / tracks and made out of approved 12mm thick marine ply finished with approved leatherette on fascia and top of the table as per detailed drawings and with finger grips. The table top shall comprise of table top made out of 12mm thick clear toughened glass with machine (CNC) polishing to all edges of glass. The side pedestals shall be made out of approved 19mm thickGarjan commercial ply with melamine matt polished BTC framework. | [8 empty] | Nil | 0 | 0 | 0 | 0 | 0 | 0 | 0 | 0 | 70 | 0 | 0 | 0 | 0 | 0 | 0 | 0
| 601030000 | The side table shall include for all fixing accessories, hardware, consumables, adhesives, joinery details, additional supports to sustain the weight of the inbuilt drawer if required, stainless steel grommet, provision for LED lighting all complete as per approved shop drawings, technical specifications and as directed by the Engineer. | [8 empty] | Each | 2 | 17250 | 862.5 | 852.84 | 0 | 0 | 18965.34 | 37930.68 | 70 | 0 | 0 | 0 | 0 | 0 | 0 | 0
6 | 601030000 | Designing, providing, fabricating, assembling & installing Study Desk of 1220 mm x 600mm size, approx. 750mm height from the finished floor level made from approved 19mm thick commercial Garjan Ply and finished with approved 4mm thick Indian Rosewood veneer with melamine matt polish. The desk shall be in the form of a fixed cantilever from the wall using approved epoxy coated MS brackets /supports for imparting adequate strength. The desk top shall be covered with 12mm clear toughened glass placed on the veneer finish top with machine (CNC) polishing to all edges of glass. | [8 empty] | Nil | 0 | 0 | 0 | 0 | 0 | 0 | 0 | 0 | 70 | 0 | 0 | 0 | 0 | 0 | 0 | 0
| 601030000 | The desk shall include for all fixing accessories, hardware, consumables, adhesives, joinery details, provision for light fixtures & fittings, treating the wooden members in contact with masonry / concrete surfaces with two coats of approved wood preservative, necessary scaffolding / staging etc. all complete as per approved shop drawings, technical specifications and as directed by the Engineer. | [8 empty] | Each | 1 | 17825 | 891.25 | 881.268 | 0 | 0 | 19597.518 | 19597.518 | 70 | 0 | 0 | 0 | 0 | 0 | 0 | 0
8 | 601030000 | Designing, providing, fabricating, assembling & installing TV Panel Unit of 1335mm (W) x 2000mm (H) x 125mm (D) with required frame work made from 1" x1.5" Salwood fixed with 8mm Garjan Commercial ply and finished with approved 10mm thick Baby Blue ceramic coloured Glass held with L-shaped SS channels at top & bottom, including providing niche in centre for housing the TV with backing in approved 4mm thick White Oak veneer finished with melamine matt polish including flip opening with brush seal as per details indicated. | [8 empty] | Nil | 0 | 0 | 0 | 0 | 0 | 0 | 0 | 0 | 70 | 0 | 0 | 0 | 0 | 0 | 0 | 0
| 601030000 | The TV panel unit shall be mounted on hinges & pivots supported on wooden backing system fixed to the wall. The item shall include for providing Shelf in SS finish at lower level, including all fixing accessories, hardware, consumables, joinery details, additional supports if required, making cutouts for light fixtures & fittings, treating the wooden members in contact with masonry / concrete surfaces with two coats of approved wood preservative, necessary scaffolding / staging etc. all complete as per approved shop drawings, technical specifications and as directed by the Engineer. All exposed Salwood surfaces shall be finished with three coats of melamine matt polish. | [8 empty] | Each | 1 | 22425 | 1121.25 | 1108.692 | 0 | 0 | 24654.942 | 24654.942 | 70 | 0 | 0 | 0 | 0 | 0 | 0 | 0
9 | 601030000 | Designing, providing, fabricating, assembling & installing Mini-Bar Cabinet System comprising of top confectionary storage & bottom mini-bar cabinet in niche of approximate 800mm x 600mm size. The niche shall be fIxed with wooden paneling to two side walls with frame work made from 1" x 1.5" Salwood & fixed with 8mm thick Garjan commercial ply and finished with approved 4mm thick White Oak veneer in melamine matt polish including all other necessary allied works and the back panel shall be fixed with mirror paneling with required frame work made | [8 empty] | Nil | 0 | 0 | 0 | 0 | 0 | 0 | 0 | 0 | 70 | 0 | 0 | 0 | 0 | 0 | 0 | 0
| 601030000 | from 1" x 1.5" Salwood fixed with 8mm thick Garjan commercial ply with backing, adhesive and finished with 6mm thick mirror with CNC polishing to all sides of glass, backing, adhesive etc. The Mini Bar shall be designed to accomodate one fridge unit of approximate size 550mm height x 724mm width x 535mm deep, mounted on the wall at a approximate height of 290mm from the finished floor level and the housing unit shall be made from 19mm thick Garjan commercial ply and finished with approved 4mm thick White Oak Veneer from below and front with melamine matt polish and with 20mm thick polished Omani (Royal Beige) marble top and fascia. The bottom of the unit shall have slits for ventilation and the unit shall have a drawer mounted on telescopic channels /tracks to house the fridge, | [8 empty] | Nil | 0 | 0 | 0 | 0 | 0 | 0 | 0 | 0 | 70 | 0 | 0 | 0 | 0 | 0 | 0 | 0
| 601030000 | and a display unit of size 500mm width x 500mm height x 220mm deep mounted on the wall at an height of 1290mm made from 10mm thick clear toughened glass from all sides and glass door using 10mm thick toughened glass shall be fixed using glass door hinges and magnetic catch for glass door. The unit shall have one glass shelf made out of 10mm thick clear toughened glass in the centre and provision for hanging wine glasses as shown in the design drawings and detail , including side & edge salwood lippings melamine matt polished, | [8 empty] | Nil | 0 | 0 | 0 | 0 | 0 | 0 | 0 | 0 | 70 | 0 | 0 | 0 | 0 | 0 | 0 | 0
| 601030000 | all fixing accessories, hardware, consumables, joinery details, additional supports if required, making cutouts for light fixtures & fittings, treating the wooden members in contact with masonry / concrete surfaces with two coats of approved wood preservative, necessary scaffolding / staging etc. all complete as per approved shop drawings, technical specifications and as directed by the Engineer. All exposed Salwood surfaces shall be finished with three coats of melamine matt polish. | [8 empty] | Each | 1 | 17250 | 862.5 | 852.84 | 0 | 0 | 18965.34 | 18965.34 | 70 | 0 | 0 | 0 | 0 | 0 | 0 | 0
10 | 601030000 | Designing, providing, fabricating, assembling & installing Desk Chair comprising of cast solid aluminium frame & base understructure with five slant branched legs / spokes with concealed castors as per approved design. The external frame wrap shall be in white plastic and padded with approved leather on the inside and the backrest. The seat cushion shall of fully reversible type with concealed non-rusting zipper and comprising of upholstered (foam / leather) padding & Dacron wrap of approved make & quality which shall be fire retardant. The chair shall have height adjustment feature with raising mechanism operated by a manually controlled gas spring damped column. The item shall include for all SS 304 Grade hardware accessories such as pivots, hinges, bolts etc. as per approved shop drawings, sketches / images, technical specifications and as directed by the Engineer. | [8 empty] | Each | 1 | 12650 | 632.5 | 625.416 | 0 | 0 | 13907.916 | 13907.916 | 70 | 0 | 0 | 0 | 0 | 0 | 0 | 0
11 | 601030000 | Designing, providing, fabricating, assembling & installing "L" Shaped Sofa (REF NO. KT-01) of overall 2100mm x 1475mm x 850 mm depth with 800mm back rest height & 450mm seat height as shown in the drawings. The legs of the sofa shall be made out of polished stainless steel . The frame shall be constructed out of five quarter kiln dried solid hardwood, reinforced with corber blocks, glued and screwed to rail. All rails and posts shall be fire rated and double dowelled, screwed and glued in place.The back and seat shall be provided with fully upholstered cushioning. The cushion shall be of fully reversible type with concealed non-rusting zipper and comprising of upholstered (fabric / leather with CMHR foam) padding of approved make & quality which shall be fire retardant. | [8 empty] | Nil | 0 | 0 | 0 | 0 | 0 | 0 | 0 | 0 | 70 | 1 | 0 | 0 | 0 | 0 | 0 | 0
| 601030000 | The arm rest & back shall be of overall 200mm & 150mm thicknesses respectively. The item shall include for heavy duty nylon carpet glides, approved SS hardware conforming to SS 304 grade, 6mm welting on all sides, all joinery details, accessories, consumables, adhesives, treating the wooden members with two coats of approved wood preservative etc. as per approved shop drawings, sketches / images, technical specifications and as directed by the Engineer. | [8 empty] | Each | 1 | 69000 | 3450 | 3411.36 | 0 | 0 | 75861.36 | 75861.36 | 70 | 0 | 0 | 0 | 0 | 0 | 0 | 0
12 | 601030000 | Providing and placing in position, Throw Pillows of approved make, quality, colour and of size (as mentioned below) made with polyfill and finished with cushion covers of approved fabric with rust proof zippers etc. complete as per drawings, sketches / images and as directed by the Architect | [8 empty] | Nil | 0 | 0 | 0 | 0 | 0 | 0 | 0 | 0 | 70 | 1 | 0 | 0 | 0 | 0 | 0 | 0
12.1 | 601030000 | In approximate 500mm x 350mm size | [8 empty] | Each | 2 | 1782.5 | 89.125 | 88.1268 | 0 | 0 | 1959.7518 | 3919.5036 | 70 | 0 | 0 | 0 | 0 | 0 | 0 | 0
12.2 | 601030000 | In approximate 550mm x 400mm size | [8 empty] | Each | 4 | 2012.5 | 100.625 | 99.498 | 0 | 0 | 2212.623 | 8850.492 | 70 | 1 | 1408.75 | 70.4375 | 69.6486 | 0 | 0 | 1548.8361
13 | 601030000 | Designing, providing, fabricating, assembling & installing, in position, circular Low Table) of overall 700mm diameter & 600mm height, including table top made out of 19mm thick Garjan commercial ply finished in approved 4mm thick Indian Rosewood veneer melamine matt polished & supported on cast solid aluminium stem & base understructure with slant branched legs with concealed castors as per approved design. The item shall include for heavy duty nylon carpet glides, approved SS 304 grade hardware, consumables, adhesives, 6mm welting on all sides, treating all wood members with approved wood preservative etc. as per approved shop drawings, sketches / images, technical specifications and as directed by the Engineer. | [8 empty] | Each | 1 | 28750 | 1437.5 | 1421.4 | 0 | 0 | 31608.9 | 31608.9 | 70 | 0 | 0 | 0 | 0 | 0 | 0 | 0
14 | 601030000 | Designing, providing, fabricating, assembling & installing, in position, Shower Bench of approximate size of 750mm x 300mm as given in drawing, made out of first quality solid teak wood members finished with three coats of melamine matt polish and top seating made out of solid teakwood with weaved pattern with slots as approved by the Architect and as shown in the drawings. The item shall include for cutting, planing, making rebates if required, jointing as directed, all accessories such as plugs, counter sunk screws, nails, clamps etc. including finishing the exposed wooden surfaces with three coats of approved melamine matt polish, surface preparation, all joinery details, consumables, accessories, adhesives, providing minimum two coats of approved approved wood preservative to the unexposed faces in contact with concrete / masonary surfaces / joints etc. complete as per approved shop drawings, sketches / images, technical specifications and as directed by the Engineer. | [8 empty] | Each | 1 | 7475 | 373.75 | 369.564 | 0 | 0 | 8218.314 | 8218.314 | 70 | 1 | 5232.5 | 261.625 | 258.6948 | 0 | 0 | 5752.8198

## COP Facesheet
CHARTERED HOTELS PVT. LTD.
CERTIFICATE OF PAYMENT
COP No.:-HRL/COP/UTDWPL/147 |  |  |  |  | Date.:- //2014
Project Code:- |  | 006 |  |  | Not For Payment
Project:- |  | Proposed Five Star Hotel at Lucknow
Work: | Carrying out Interior Works for Mock-up guest room of King Room and Corridor |  |  | M/s. Urbane The Design Workshop Pvt. Ltd
Budget Code:- |  |  |  | 5, Aurobindo marg, South Apartments, First Floor, Opp. IIT Gate, New Delhi- 110016
W.O. / P.O. No. & Date:- |  |  | CHPL/006/WO/14-15/0563 Dated : 02-07-2014 Dated : 19.05.2010 | PAN No.:- AABCU5738P
Original W.O. Value:- |  |  | 1486922.2936 | VAT No.:- CST NO- Service Tax No:- AABCU5738PSD001
WO Amendment No.:- |  |  |  | Invoice No.URB/14-15/PI/CHPL/001 dated
Amended WO/PO Value:- |  |  | 1486922.2936
Sr. No. | Description of Work |  |  | Previous Certified Amount INR | Current Certified Amount INR | Cumulative Certified Amount INR
| Certificate Type:- |  |  |  | I
| Certificate No.:- |  |  |  | 0
A | Work Done Amount
1 | Net Supply and Installation Amount |  |  | 578985.5262 | -235568.9037 | 343416.6225
2 | VAT |  |  | 28949.2763 | -11778.4452 | 17170.8311
3 | Service Tax. |  |  | 28625.0444 | -11646.5266 | 16978.5178
4 | CESS |  |  | 0 | 0 | 0
5 | Others |  |  | 0 | 0 | 0
A | Gross Amount for Work Done As per this Bill |  |  | 636559.847 | -258993.8755 | 377565.9714
B | Recoveries:-
1 | Recovery of Advance (@13.333%) |  |  | 0 | 0
2 | Recovery of water Charges for Water Consumed |  |  | 0 | 0
3 | Recovery of Power ( For Electricity Consumed) |  |  | 0 | 0
4 | Recovery of Monthly Advance ( if any) |  |  | 0 | 0
5 | Recovery of unsecured Advance( Including Expired Bank Guarantee |  |  | 0 | 0
6 | Recovery of Insurance Premium |  |  | 0 | 0
7 | Debit for Non removing of debris |  |  | 0 | 0
8 | Retention Amount (as per Contract Conditions 5%) |  |  | 0 | 0
9 | Non Conformity of Concrete |  |  | 0 | 0
10 | Miscellaneous |  |  | 0 | 0
B | Total Gross Recoveries:- |  |  | 0 | 0 | 0
C | Other Payments |  |  |  | 0
1 | Mobilisation Advance |  |  | 0 | 0 | 0
2 | Ad-Hoc Certification |  |  | 0 | 0
3 | Secured Advance |  |  | 0 | 0
4 | Travel Reimbursement |  |  | 0 | 0
| Net Amount of Other Payments |  |  | 0 | 0
| Service Tax ON Other Payments, if any. |  |  | 0 | 0 | 0
C | Gross Amount for Other Payments |  |  | 0 | 0 | 0
| Gross Certified as Per This Bill A-B+C |  |  |  | -258993.8755 | 377565.9714
Rs. (In Words):
Mode of Payment:-
Remarks:-
Prepared By |  | Checked By |  | Approved By | Approved By
QS and Contracts |  | Asst.GM - Contracts |  | GM -Project | GM -Contracts
CHPL
CHPL
CHPL