## Order
Scenario 4
Single rate for supply + install
|  | UNIQUE IDENTIFIERS | [8 empty] | UOM | QTY
Sr. No. | Item Range Code | Description | Area | Make | Model No./ Product Code | Tag/ Item No. | ITC HS Code | Country of Origin | Port of Loading | User defined column |  |  | Supply + Installation Rate
[13 empty] | Basic Rate | VAT | Service | CESS | Other | supply + Installation total | Amount
A | 203010000 | BASEMENT WORKS | [8 empty] | Nil | 0 | 0 | 0 | 0 | 0 | 0 | 0 | 0
I | 203010000 | EXCAVATION | [8 empty] | Nil | 0 | 0 | 0 | 0 | 0 | 0 | 0 | 0
1 | 203010000 | Earthwork in mass excavation for basement | [8 empty] | Nil | 0 | 0 | 0 | 0 | 0 | 0 | 0 | 0
1.1 | 203010000 | In all types of ordinary and hard soils - | [8 empty] | Nil | 0 | 0 | 0 | 0 | 0 | 0 | 0 | 0
1.1.1 | 203010000 | Upto the specified RL for all depths | [8 empty] | Cum. | 64053 | 85 | 3.57 | 4.2024 | 0 | 0 | 92.7724 | 5942351
1.2 | 203010000 | In Soft and decomposed rock - | [8 empty] | Nil | 0 | 0 | 0 | 0 | 0 | 0 | 0 | 0
1.2.1 | 203010000 | Upto the specified RL for all depths | [8 empty] | Cum. | 0 | 106 | 4.452 | 5.2406 | 0 | 0 | 115.6926 | 0
2 | 203010000 | Disposal of surplus excavated materials | [8 empty] | Nil | 0 | 0 | 0 | 0 | 0 | 0 | 0 | 0
2.1 | 203010000 | Disposal of excavated materials to dumping ground as arranged by the contractor | [8 empty] | Cum. | 64053 | 28 | 1.176 | 1.3843 | 0 | 0 | 30.5603 | 1957480
3 | 203010000 | Backfilling of sides of structures | [8 empty] | Nil | 0 | 0 | 0 | 0 | 0 | 0 | 0 | 0
3.1 | 203010000 | Backfilling with selected approved earth available from the site excavation | [8 empty] | Cum. | 0 | 56 | 2.352 | 2.7686 | 0 | 0 | 61.1206 | 0
3.2 | 203010000 | Backfilling with selected approved earth brought from outside. | [8 empty] | Cum. | 13239 | 234 | 9.828 | 11.569 | 0 | 0 | 255.397 | 3381200
4 | 203010000 | Providing and laying dry stone packing | [8 empty] | Cum. | 0 | 2557 | 107.394 | 126.4181 | 0 | 0 | 2790.8121 | 0
5 | 203010000 | Designing, Installing, maintaining suitable earth retaining / shoring system | [8 empty] | Sqm. | 3796 | 568 | 23.856 | 28.0819 | 0 | 0 | 619.9379 | 2353284
II | 203010000 | ANTI-TERMITE TREATMENT | [8 empty] | Nil | 0 | 0 | 0 | 0 | 0 | 0 | 0 | 0
1 | 203010000 | Providing pre-constructional Anti-termite treatment | [8 empty] | Sqm. | 3503 | 99 | 4.158 | 4.8946 | 0 | 0 | 108.0526 | 378508
III | 203020000 | PLAIN CEMENT CONCRETE | [8 empty] | Nil | 0 | 0 | 0 | 0 | 0 | 0 | 0 | 0
1 | 203020000 | Providing and laying in position ready mixed plain cement concrete | [8 empty] | Nil | 0 | 0 | 0 | 0 | 0 | 0 | 0 | 0
1.1 | 203020000 | In foundation pits, footings, rafts etc. | [8 empty] | Cum. | 568 | 6468 | 271.656 | 319.7779 | 0 | 0 | 7059.4339 | 4009758
1.2 | 203020000 | In plinth protection | [8 empty] | Cum. | 30 | 6468 | 271.656 | 319.7779 | 0 | 0 | 7059.4339 | 211783
1.3 | 203020000 | Over plum concrete filling in Basement-3 (as a levelling base for tre-mix flooring) | [8 empty] | Cum. | 255 | 6468 | 271.656 | 319.7779 | 0 | 0 | 7059.4339 | 1800156
1.4 | 203020000 | In copings to parapets, bund walls, sills etc. | [8 empty] | Cum. | 3 | 6503 | 273.126 | 321.5083 | 0 | 0 | 7097.6343 | 21293
2 | 203010000 | Earthwork in filling over raft slab or any other location as directed | [8 empty] | Nil | 0 | 0 | 0 | 0 | 0 | 0 | 0 | 0
2.1 | 203010000 | Filling with selected approved local river sand brought from outside. | [8 empty] | Cum. | 1868 | 1087 | 45.654 | 53.7413 | 0 | 0 | 1186.3953 | 2216186
3 | 203020000 | Providing & laying 50 to 70 mm thick Screed Concrete (1:2:4) | [8 empty] | Cum. | 0 | 6489 | 272.538 | 320.8162 | 0 | 0 | 7082.3542 | 0
IV | 203030000 | REINFORCED CEMENT CONCRETE | [8 empty] | Nil | 0 | 0 | 0 | 0 | 0 | 0 | 0 | 0
1 | 203030000 | Providing and laying in position ready mixed cement concrete (RMC) | [8 empty] | Nil | 0 | 0 | 0 | 0 | 0 | 0 | 0 | 0
1.1 | 203030000 | For all RCC elements (as mentioned below) - UPTO GROUND FLOOR LEVEL | [8 empty] | Nil | 0 | 0 | 0 | 0 | 0 | 0 | 0 | 0
1.1.1 | 203030000 | In footings, pedestals, strip footings, equipment foundations etc. | [8 empty] | Cum. | 1091 | 7618 | 319.956 | 376.6339 | 0 | 0 | 8314.5899 | 9071218
1.1.2 | 203030000 | In raft slabs | [8 empty] | Cum. | 2460 | 7618 | 319.956 | 376.6339 | 0 | 0 | 8314.5899 | 20453891
1.1.3 | 203030000 | In columns in a square / rectangular profile | [8 empty] | Cum. | 456 | 7689 | 322.938 | 380.1442 | 0 | 0 | 8392.0822 | 3826789
1.1.4 | 203030000 | In columns in a circular profile | [8 empty] | Cum. | 0 | 7703 | 323.526 | 380.8363 | 0 | 0 | 8407.3623 | 0
1.1.5 | 203030000 | In floor beams, tie-beams etc. in straight profile | [8 empty] | Cum. | 528 | 7653 | 321.426 | 378.3643 | 0 | 0 | 8352.7903 | 4410273
1.1.6 | 203030000 | In floor beams in curved profile | [8 empty] | Cum. | 35 | 7668 | 322.056 | 379.1059 | 0 | 0 | 8369.1619 | 292921
1.1.7 | 203030000 | In basement retaining walls including chamfers, counterforts etc. | [8 empty] | Cum. | 1453 | 7689 | 322.938 | 380.1442 | 0 | 0 | 8392.0822 | 12193695
1.1.8 | 203030000 | In lift walls, shear walls, parapet walls etc. | [8 empty] | Cum. | 320 | 7689 | 322.938 | 380.1442 | 0 | 0 | 8392.0822 | 2685466
1.1.9 | 203030000 | In floor slabs in a horizontal / straight profile | [8 empty] | Cum. | 1608 | 7653 | 321.426 | 378.3643 | 0 | 0 | 8352.7903 | 13431287
1.1.10 | 203030000 | In floor slabs, ramp slabs in a sloping / inclined profile | [8 empty] | Cum. | 25 | 7668 | 322.056 | 379.1059 | 0 | 0 | 8369.1619 | 209229
1.1.11 | 203030000 | In stairway waist slabs including steps and midlandings. | [8 empty] | Cum. | 55 | 7653 | 321.426 | 378.3643 | 0 | 0 | 8352.7903 | 459403
1.1.12 | 203030000 | In drop pardis, fins, suspenders, gutters, architraves, upstands etc. | [8 empty] | Cum. | 6 | 7689 | 322.938 | 380.1442 | 0 | 0 | 8392.0822 | 50352
1.1.13 | 203030000 | In canopies, chajjas, ledges, lofts etc. | [8 empty] | Cum. | 2 | 7689 | 322.938 | 380.1442 | 0 | 0 | 8392.0822 | 16784
1.1.14 | 203030000 | In wall stiffeners, lintels, bands etc. | [8 empty] | Cum. | 3 | 7710 | 323.82 | 381.1824 | 0 | 0 | 8415.0024 | 25245
1.1.15 | 203030000 | In sills, copings, bund walls etc. | [8 empty] | Cum. | 3 | 7710 | 323.82 | 381.1824 | 0 | 0 | 8415.0024 | 25245
2 | 203030000 | Add or deduct over item 1.0 above for providing following grades of concrete for any item of work instead of M-30 Grade concrete. | [8 empty] | Nil | 0 | 0 | 0 | 0 | 0 | 0 | 0 | 0
2.1 | 203030000 | In M-25 Grade | [8 empty] | Cum. | 14 | -400 | -16.8 | -19.776 | 0 | 0 | -436.576 | -6112
2.2 | 203030000 | In M-35 Grade | [8 empty] | Cum. | 0 | 212 | 8.904 | 10.4813 | 0 | 0 | 231.3853 | 0
2.3 | 203030000 | In M-40 Grade | [8 empty] | Cum. | 621 | 444 | 18.648 | 21.9514 | 0 | 0 | 484.5994 | 300936
2.4 | 203030000 | In M-45 Grade | [8 empty] | Cum. | 0 | 705 | 29.61 | 34.8552 | 0 | 0 | 769.4652 | 0
2.5 | 203030000 | In M-50 Grade | [8 empty] | Cum. | 155 | 1481 | 62.202 | 73.2206 | 0 | 0 | 1616.4226 | 250546
3 | 203040000 | Providing & fixing in position, centering and shuttering including | [8 empty] | Nil | 0 | 0 | 0 | 0 | 0 | 0 | 0 | 0
3.1 | 203040000 | For all Centering & Shuttering Work (as mentioned below) - UPTO GROUND FLOOR LEVEL | [8 empty] | Nil | 0 | 0 | 0 | 0 | 0 | 0 | 0 | 0
3.1.1 | 203040000 | In PCC work below foundation pits, footings, rafts, for plinth protection, copings, sills etc. | [8 empty] | Sqm. | 342 | 364 | 15.288 | 17.9962 | 0 | 0 | 397.2842 | 135871
3.1.2 | 203040000 | In footings, pedestals, strip footings, equipment foundations etc. | [8 empty] | Sqm. | 975 | 364 | 15.288 | 17.9962 | 0 | 0 | 397.2842 | 387352
3.1.3 | 203040000 | In raft slabs | [8 empty] | Sqm. | 1193 | 364 | 15.288 | 17.9962 | 0 | 0 | 397.2842 | 473960
3.1.4 | 203040000 | In columns in a square / rectangular profile | [8 empty] | Sqm. | 2430 | 470 | 19.74 | 23.2368 | 0 | 0 | 512.9768 | 1246534
3.1.5 | 203040000 | In columns in a circular profile | [8 empty] | Sqm. | 0 | 484 | 20.328 | 23.929 | 0 | 0 | 528.257 | 0
3.1.6 | 203040000 | In floor beams, tie-beams etc. in straight profile | [8 empty] | Sqm. | 4259 | 448 | 18.816 | 22.1491 | 0 | 0 | 488.9651 | 2082502
3.1.7 | 203040000 | In floor beams in curved profile | [8 empty] | Sqm. | 292 | 462 | 19.404 | 22.8413 | 0 | 0 | 504.2453 | 147240
3.1.8 | 203040000 | In basement retaining walls including chamfers, counterforts etc. (Provision of necessary staging for external face of the retaining wall shall be included in the item) | [8 empty] | Sqm. | 6971 | 484 | 20.328 | 23.929 | 0 | 0 | 528.257 | 3682479
3.1.9 | 203040000 | In lift walls, shear walls, parapet walls etc. | [8 empty] | Sqm. | 2464 | 484 | 20.328 | 23.929 | 0 | 0 | 528.257 | 1301625
3.1.10 | 203040000 | In floor slabs in a horizontal / straight profile | [8 empty] | Sqm. | 8161 | 448 | 18.816 | 22.1491 | 0 | 0 | 488.9651 | 3990444
3.1.1a | 203040000 | Amount hold for dishuttering | [8 empty] | Sqm. | 0 | 448 | 18.816 | 22.1491 | 0 | 0 | 488.9651 | 0
3.1.11 | 203040000 | In floor slabs, ramp slabs in a sloping / inclined profile | [8 empty] | Sqm. | 210 | 462 | 19.404 | 22.8413 | 0 | 0 | 504.2453 | 105892
3.1.12 | 203040000 | In stairway waist slabs including steps and midlandings. | [8 empty] | Sqm. | 400 | 462 | 19.404 | 22.8413 | 0 | 0 | 504.2453 | 201698
3.1.13 | 203040000 | In drop pardis, fins, suspenders, gutters, architraves, upstands etc. | [8 empty] | Sqm. | 64 | 491 | 20.622 | 24.275 | 0 | 0 | 535.897 | 34297
3.1.14 | 203040000 | In canopies, chajjas, ledges, lofts etc. | [8 empty] | Sqm. | 19 | 491 | 20.622 | 24.275 | 0 | 0 | 535.897 | 10182
3.1.15 | 203040000 | In wall stiffeners, lintels, bands etc. | [8 empty] | Sqm. | 31 | 491 | 20.622 | 24.275 | 0 | 0 | 535.897 | 16613
3.1.16 | 203040000 | In sills, copings, bund walls etc. | [8 empty] | Sqm. | 34 | 491 | 20.622 | 24.275 | 0 | 0 | 535.897 | 18220
3.1.17 | 203040000 | Part rate shuttering as perJMR | [8 empty] | Sqm. | 0 | 448 | 18.816 | 22.1491 | 0 | 0 | 488.9651 | 0
4 | 203040000 | Extra over Item 3.0 above for staging / additional height in centering, shuttering in suspended floors, roofs, landings, beams and cantilevers | [8 empty] | Nil | 0 | 0 | 0 | 0 | 0 | 0 | 0 | 0
4.1 | 203040000 | Staging / additional height in centering, shuttering upto a total height of 3.95m i.e. additional 0.45m over initial height of 3.5m. (In upper basement B1) | [8 empty] | Sqm. | 2262 | 113 | 4.746 | 5.5867 | 0 | 0 | 123.3327 | 278979
4.2 | 203040000 | Staging / additional height in centering, shuttering upto a total height of 4.05m i.e. additional 0.55m over initial height of 3.5m. (In parking areas of all basement B3, B2 & B1) | [8 empty] | Sqm. | 4056 | 141 | 5.922 | 6.971 | 0 | 0 | 153.893 | 624190
4.3 | 203040000 | Staging / additional height in centering, shuttering upto a total height of 4.75m i.e. additional 1.25m over initial height of 3.5m. (In upper basement B1 - Kitchen Area) | [8 empty] | Sqm. | 248 | 176 | 7.392 | 8.7014 | 0 | 0 | 192.0934 | 47639
4.4 | 203040000 | Staging / additional height in centering, shuttering upto a total height of 4.85m i.e. additional 1.35m over initial height of 3.5m. (In upper basement B1 - Toilet Area) | [8 empty] | Sqm. | 73 | 212 | 8.904 | 10.4813 | 0 | 0 | 231.3853 | 16891
4.5 | 203040000 | Staging / additional height in centering, shuttering upto a total height of 5.85m i.e. additional 2.35m over initial height of 3.5m. (In lower basement B3 - Service Rooms) | [8 empty] | Sqm. | 1248 | 268 | 11.256 | 13.2499 | 0 | 0 | 292.5059 | 365047
4.6 | 203040000 | Staging / additional height in centering, shuttering upto a total height of 8.15m i.e. additional 4.65m over initial height of 3.5m. (In middle basement B2 - Service Rooms) | [8 empty] | Sqm. | 143 | 353 | 14.826 | 17.4523 | 0 | 0 | 385.2783 | 55095
5 | 203050000 | Providing and fixing in position following steel reinforcement bars | [8 empty] | Nil | 0 | 0 | 0 | 0 | 0 | 0 | 0 | 0
5.1 | 203050000 | TMT bars conforming to IS-1786, grade Fe-500D | [8 empty] | MT. | 979 | 60000 | 2520 | 2966.4 | 0 | 0 | 65486.4 | 64111186
| 203050000 | Alternate to Item 5.1 above | [8 empty] | Nil | 0 | 0 | 0 | 0 | 0 | 0 | 0 | 0
5.2 | 203050000 | Taking delivery of steel reinforcement bars (tested quality) at site, (UPTO GROUND FLOOR LEVEL) | [8 empty] | Nil | 0 | 0 | 0 | 0 | 0 | 0 | 0 | 0
5.2.1 | 203050000 | TMT bars conforming to IS-1786, grade Fe-500D | [8 empty] | MT. | 0 | 18000 | 756 | 889.92 | 0 | 0 | 19645.92 | 0
6 | 203110000 | Providing and casting Pre-cast RCC in any size and thickness in M20 grade concrete | [8 empty] | Nil | 0 | 0 | 0 | 0 | 0 | 0 | 0 | 0
6.1 | 203110000 | In pre-cast RCC cover slabs, lintels etc. | [8 empty] | Cum. | 15 | 12102 | 508.284 | 598.3229 | 0 | 0 | 13208.6069 | 198129
6.2 | 203110000 | In pre-cast RCC gratings, trench covers etc. | [8 empty] | Cum. | 5 | 11820 | 496.44 | 584.3808 | 0 | 0 | 12900.8208 | 64504
7 | 203110000 | Providing & mixing pure acrylic based Polymer Modified Cementitious water proofing compound | [8 empty] | Kg. | 2250 | 85 | 3.57 | 4.2024 | 0 | 0 | 92.7724 | 208738
8 | 203110000 | Providing and laying 100mm thick Vacuum Dewatered Flooring | [8 empty] | Nil | 0 | 0 | 0 | 0 | 0 | 0 | 0 | 0
8.1 | 203110000 | In lower Basement- 3 | [8 empty] | Sqm. | 2696 | 1164 | 48.888 | 57.5482 | 0 | 0 | 1270.4362 | 3425096
8.2 | 203110000 | In middle Basement- 2 | [8 empty] | Sqm. | 1963 | 1192 | 50.064 | 58.9325 | 0 | 0 | 1300.9965 | 2553856
8.3 | 203110000 | In upper Basement- 1 | [8 empty] | Sqm. | 1706 | 1220 | 51.24 | 60.3168 | 0 | 0 | 1331.5568 | 2271636
V | 203060000 | STRUCTURAL STEEL | [8 empty] | Nil | 0 | 0 | 0 | 0 | 0 | 0 | 0 | 0
1 | 203060000 | Supplying, fabricating, assembling, hoisting / erecting and fixing in position at locations specified below, structural steel works of MS rolled single / built-up sections conforming to IS 2062 | [8 empty] | Nil | 0 | 0 | 0 | 0 | 0 | 0 | 0 | 0
1.1 | 203060000 | In MS supporting system for lift -out slab cover at ground floor level etc. | [8 empty] | MT. | 3 | 95492 | 4010.664 | 4721.1245 | 0 | 0 | 104223.7885 | 312671
1.2 | 203060000 | In MS angles for protecting edges of concrete walls, columns, nosing in trench walls, lift-out slab, steps etc. | [8 empty] | MT. | 6 | 89782 | 3770.844 | 4438.8221 | 0 | 0 | 97991.6661 | 587950
1.3 | 203060000 | In MS supporting system for monorail | [8 empty] | MT. | 12 | 96479 | 4052.118 | 4769.9218 | 0 | 0 | 105301.0398 | 1263612
1.4 | 203060000 | In MS base plates, gusset plates, connecting plates etc. | [8 empty] | MT. | 2 | 97537 | 4096.554 | 4822.2293 | 0 | 0 | 106455.7833 | 212912
1.5 | 203060000 | In MS gratings, with hot dip galvanizing, etc. all as shown in drawing and as directed by the Engineer. | [8 empty] | MT. | 7 | 102542 | 4306.764 | 5069.6765 | 0 | 0 | 111918.4405 | 783429
2 | 203060000 | Supplying, fabricating, assembling, hoisting / erecting and fixing in position at all heights / levels and with all leads, structural steel works of MS tubular works of medium grade conforming to IS 1239, | [8 empty] | Nil | 0 | 0 | 0 | 0 | 0 | 0 | 0 | 0
2.1 | 203060000 | In railing / hand rails at all levels for balustrades, verticals / posts including necessary approved anchor fasteners (manufactured by HILTI or approved equivalent), insert plates, scaffolding / staging etc. all complete as directed by the Engineer. (For service staircases in basements) | [8 empty] | MT. | 4 | 98594 | 4140.948 | 4874.4874 | 0 | 0 | 107609.4354 | 430438
3 | 203060000 | Providing and applying two coats of synthetic enamel paint over a coat of zinc chromate primer including surface preparation etc. complete all as directed by the Engineer for Items 1.0 & 2.0 above. | [8 empty] | MT. | 34 | 4935 | 207.27 | 243.9864 | 0 | 0 | 5386.2564 | 183133
4 | 203060000 | Extra over Items 3.0 above for providing and applying two coats of approved epoxy paint of approved colour including a coat of epoxy primer, cleaning and preparing the surfaces, filling the crevices with approved filler, scaffolding / staging etc. complete all as per specifications of the manufacturer. | [8 empty] | MT. | 0 | 9870 | 414.54 | 487.9728 | 0 | 0 | 10772.5128 | 0
5 | 203060000 | Providing, fabricating and fixing MS embedments comprising of insert plates, bolts, nuts, washers and holdfasts including necessary welding, etc. | [8 empty] | MT. | 8 | 98594 | 4140.948 | 4874.4874 | 0 | 0 | 107609.4354 | 860875
6 | 203060000 | Supplying & fixing approved foundation bolts and nuts | [8 empty] | Kg. | 250 | 126 | 5.292 | 6.2294 | 0 | 0 | 137.5214 | 34380
7 | 203060000 | Supplying & fixing high tensile bolts with hexagonal nuts, | [8 empty] | Kg. | 350 | 178 | 7.476 | 8.8003 | 0 | 0 | 194.2763 | 67997
8 | 203060000 | Supply, Installation and Commissioning of chain pulley block of 12.0 MT capacity, conforming to IS : 3832, | [8 empty] | Each | 1 | 127800 | 5367.6 | 6318.432 | 0 | 0 | 139486.032 | 139486
9 | 203060000 | Supply, Installation and Commissioning of chain pulley block of 10.0 MT capacity, | [8 empty] | Each | 2 | 89460 | 3757.32 | 4422.9024 | 0 | 0 | 97640.2224 | 195280
10 | 203060000 | Grouting below base plates of columns, equipments, around the foundation bolts, | [8 empty] | Kg | 200 | 27 | 1.134 | 1.3349 | 0 | 0 | 29.4689 | 5894
11 | 203060000 | Supplying and fixing standard steel rolling shutters | [8 empty] | Nil | 0 | 0 | 0 | 0 | 0 | 0 | 0 | 0
11.1 | 203060000 | Shutter with 25% grill opening and with motorised operation arrangement. | [8 empty] | Sqm. | 60 | 4260 | 178.92 | 210.6144 | 0 | 0 | 4649.5344 | 278972
VI | 203070000 | MASONRY | [8 empty] | Nil | 0 | 0 | 0 | 0 | 0 | 0 | 0 | 0
1 | 203070000 | Providing and constructing Brick Masonry, with locally available first quality bricks of class designation 75 in cement mortar CM 1:6 (1 cement : 6 coarse sand) | [8 empty] | Nil | 0 | 0 | 0 | 0 | 0 | 0 | 0 | 0
1.1 | 203070000 | 230mm thick and above (nominal dimension) Brick Masonry ( In basement) | [8 empty] | Cum. | 715 | 5079 | 213.318 | 251.1058 | 0 | 0 | 5543.4238 | 3963548
2 | 203070000 | Providing and constructing Brick masonry in 115mm thick at all levels with locally available first quality bricks in cement mortar CM 1:4 (1 cement : 4 coarse sand) (In superstructure) | [8 empty] | Sqm. | 524 | 858 | 36.036 | 42.4195 | 0 | 0 | 936.4555 | 490703
3 | 203070000 | Providing and constructing precast concrete solid block masonry in cement mortar 1:6 (1 cement : 6 coarse sand) | [8 empty] | Nil | 0 | 0 | 0 | 0 | 0 | 0 | 0 | 0
3.1 | 203070000 | In 200mm thick or above (nominal dimension) precast solid concrete block masonry (In basements) | [8 empty] | Sqm. | 748 | 1833 | 76.986 | 90.6235 | 0 | 0 | 2000.6095 | 1496456
3.2 | 203070000 | In 150mm thick (nominal dimension) precast solid concrete block masonry (In basements) | [8 empty] | Sqm. | 687 | 1572 | 66.024 | 77.7197 | 0 | 0 | 1715.7437 | 1178716
4 | 203070000 | Providing and constructing precast solid block masonry in cement mortar 1:4 (1 cement : 4 coarse sand) | [8 empty] | Nil | 0 | 0 | 0 | 0 | 0 | 0 | 0 | 0
4.1 | 203070000 | In 100mm thick (nominal dimension) precast solid concrete block masonry (In basements) | [8 empty] | Sqm. | 30 | 1256 | 52.752 | 62.0966 | 0 | 0 | 1370.8486 | 41125
VII | 203070000 | INTERNAL PLASTERING | [8 empty] | Nil | 0 | 0 | 0 | 0 | 0 | 0 | 0 | 0
1 | 203070000 | Providing and applying 15mm thick plaster in cement mortar 1:4 (1 cement : 4 fine sand); to internal surfaces (For internal concrete & masonry surfaces in basements) | [8 empty] | Sqm. | 11131 | 229 | 9.618 | 11.3218 | 0 | 0 | 249.9398 | 2782079
2 | 203070000 | Providing and applying 10mm thick ceiling plaster in cement mortar 1:3 (1 cement : 3 fine sand), to internal ceiling surfaces. (For internal ceiling surfaces in staircases of basements) | [8 empty] | Sqm. | 473 | 216 | 9.072 | 10.679 | 0 | 0 | 235.751 | 111510
3 | 203070000 | Providing and applying minimum 25mm thick external sand faced cement sand plaster in two coats at all heights and levels, first coat to be 15 mm thick cement sand mortar 1:4 (1 cement : 4 fine sand) | [8 empty] | Nil | 0 | 0 | 0 | 0 | 0 | 0 | 0 | 0
3.1 | 203070000 | For shafts / ducts (In basements) | [8 empty] | Sqm. | 1169 | 446 | 18.732 | 22.0502 | 0 | 0 | 486.7822 | 569048
4 | 203070000 | Providing & fixing G.I. Hexagonal chicken wire mesh of 19 size of aperture (12mm x 20 guage) confirming to IS : 3150 | [8 empty] | Sqm. | 861 | 57 | 2.394 | 2.8181 | 0 | 0 | 62.2121 | 53565
VIII | 203100000 | WATER PROOFING | [8 empty] | Nil | 0 | 0 | 0 | 0 | 0 | 0 | 0 | 0
1 | 203100000 | Providing and laying membrane waterproofing system to the basement and other underground structures | [8 empty] | Nil | 0 | 0 | 0 | 0 | 0 | 0 | 0 | 0
1.1 | 203100000 | In horizontal areas, below rafts etc. as detailed hereunder: | [8 empty] | Nil | 0 | 0 | 0 | 0 | 0 | 0 | 0 | 0
1.1a | 203100000 | Stage-I & Stage-II Revised waterproofing (Crystalline method) | [8 empty] | Nil | 0 | 0 | 0 | 0 | 0 | 0 | 0 | 0
1.1.1 | 203100000 | Providing & laying minimum 2.0mm thick flexible PVC synthetic waterproofing membrane system Masterpren BG of BASF | [8 empty] | Sqm. | 4272 | 440 | 18.48 | 21.7536 | 0 | 0 | 480.2336 | 2051558
1.1.2 | 203100000 | Protection Screed: Providing and laying minimum 50mm thick protective screed over the geo textile layer in cement concrete of M15 grade | [8 empty] | Sqm. | 4272 | 398 | 16.716 | 19.6771 | 0 | 0 | 434.3931 | 1855727
1.2 | 203100000 | Providing & fixing non-reinforced PVC synthetic waterproofing membrane system | [8 empty] | Nil | 0 | 0 | 0 | 0 | 0 | 0 | 0 | 0
1.2.1 | 203100000 | In vertical areas, retaining walls, etc. all as enumerated above. | [8 empty] | Nil | 0 | 0 | 0 | 0 | 0 | 0 | 0 | 0
1.2.1a | 203100000 | Stage-I & Stage-II Revised waterproofing (Crystalline method) | [8 empty] | Sqm. | 3607 | 483 | 20.286 | 23.8795 | 0 | 0 | 527.1655 | 1901486
1.2.1.1 | 203100000 | Construction Joints Treatment: | [8 empty] | Rmt. | 1424 | 639 | 26.838 | 31.5922 | 0 | 0 | 697.4302 | 993141
1.2.1.2 | 203100000 | Pressure Release System: Providing and fixing 25 mm dia G.I. “B” class pressure release pipes | [8 empty] | Each | 522 | 249 | 10.458 | 12.3106 | 0 | 0 | 271.7686 | 141863
| 203100000 | Alternate to Item 1.0 above | [8 empty] | Nil | 0 | 0 | 0 | 0 | 0 | 0 | 0 | 0
2 | 203100000 | Supply, laying, jointing and testing of propreitory membrane waterproofing system to the basement and other underground structures | [8 empty] | Nil | 0 | 0 | 0 | 0 | 0 | 0 | 0 | 0
2.1 | 203100000 | In horizontal areas, below rafts etc. as detailed hereunder: | [8 empty] | Nil | 0 | 0 | 0 | 0 | 0 | 0 | 0 | 0
2.1.1 | 203100000 | Laying proprietary membrane waterproofing system horizontally | [8 empty] | Sqm. | 0 | 675 | 28.35 | 33.372 | 0 | 0 | 736.722 | 0
2.1.2 | 203100000 | In vertical areas, retaining walls, etc. - | [8 empty] | Sqm. | 0 | 710 | 29.82 | 35.1024 | 0 | 0 | 774.9224 | 0
3 | 203100000 | Providing and laying proprietary, Seamless Membrane Waterproofing System . | [8 empty] | Nil | 0 | 0 | 0 | 0 | 0 | 0 | 0 | 0
3.1 | 203100000 | In horizontal & vertical surfaces of Garden Areas, swimming pool, podium or any other locations as directed | [8 empty] | Sqm. | 1635 | 675 | 28.35 | 33.372 | 0 | 0 | 736.722 | 1204540
4 | 203100000 | Extra over item 3.1 above for providing additional thickness of Protective screed concrete (M20) over initial thickness of 75mm | [8 empty] | Cum. | 138 | 7050 | 296.1 | 348.552 | 0 | 0 | 7694.652 | 1061862
5 | 203100000 | Providing and laying pure acrylic based Polymer Modified Cementitious water proofing treatment to vertical & horizontal surfaces to the required height and bottom of toilet sunken slabs, storage reservoirs, AHUs, trenches | [8 empty] | Sqm. | 2726 | 568 | 23.856 | 28.0819 | 0 | 0 | 619.9379 | 1689951
6 | 203100000 | Providing and filling sunken portions of toilet slabs with brickbats average 200mm thick | [8 empty] | Cum. | 10 | 3550 | 149.1 | 175.512 | 0 | 0 | 3874.612 | 38746
7 | 203100000 | Providing and applying two or more coats of high performance non toxic solvent free drinking water tank lining system | [8 empty] | Sqm. | 150 | 710 | 29.82 | 35.1024 | 0 | 0 | 774.9224 | 116238
B | 204000000 | SUPERSTRUCTURE WORKS | [8 empty] | Nil | 0 | 0 | 0 | 0 | 0 | 0 | 0 | 0
I | 204020000 | REINFORCED CEMENT CONCRETE | [8 empty] | Nil | 0 | 0 | 0 | 0 | 0 | 0 | 0 | 0
1 | 204020000 | Providing and laying in position ready mixed cement concrete (RMC), manufactured as per approved design mix cement concrete of M-30 Grade | [8 empty] | Nil | 0 | 0 | 0 | 0 | 0 | 0 | 0 | 0
1.1 | 204020000 | For all RCC elements (as mentioned below) - IN SUPERSTRUCTURE FOR ALL FLOORS ABOVE GROUND FLOOR LEVEL | [8 empty] | Nil | 0 | 0 | 0 | 0 | 0 | 0 | 0 | 0
1.1.1 | 204020000 | In equipment foundations, pedestals etc. | [8 empty] | Cum. | 25 | 7743 | 325.206 | 382.8139 | 0 | 0 | 8451.0199 | 211275
1.1.2 | 204020000 | In columns in a square / rectangular profile | [8 empty] | Cum. | 810 | 7814 | 328.188 | 386.3242 | 0 | 0 | 8528.5122 | 6908095
1.1.3 | 204020000 | In columns in a circular profile | [8 empty] | Cum. | 0 | 7828 | 328.776 | 387.0163 | 0 | 0 | 8543.7923 | 0
1.1.4 | 204020000 | In floor beams in straight profile | [8 empty] | Cum. | 850 | 7779 | 326.718 | 384.5938 | 0 | 0 | 8490.3118 | 7216765
1.1.5 | 204020000 | In floor beams in curved profile | [8 empty] | Cum. | 0 | 7793 | 327.306 | 385.2859 | 0 | 0 | 8505.5919 | 0
1.1.6 | 204020000 | In lift walls, shear walls, parapet walls etc. | [8 empty] | Cum. | 1067 | 7814 | 328.188 | 386.3242 | 0 | 0 | 8528.5122 | 9099922
1.1.7 | 204020000 | In floor slabs, flat slabs in a horizontal / straight profile | [8 empty] | Cum. | 4408 | 7779 | 326.718 | 384.5938 | 0 | 0 | 8490.3118 | 37425294
1.1.8 | 204020000 | In floor slabs, flat slabs in a sloping / inclined profile | [8 empty] | Cum. | 0 | 7793 | 327.306 | 385.2859 | 0 | 0 | 8505.5919 | 0
1.1.9 | 204020000 | In stairway waist slabs including steps and midlandings. | [8 empty] | Cum. | 275 | 7779 | 326.718 | 384.5938 | 0 | 0 | 8490.3118 | 2334836
1.1.10 | 204020000 | In drop pardis, fins, suspenders, gutters, architraves, upstands etc. | [8 empty] | Cum. | 6 | 7814 | 328.188 | 386.3242 | 0 | 0 | 8528.5122 | 51171
1.1.11 | 204020000 | In canopies, chajjas, ledges, lofts etc. | [8 empty] | Cum. | 7 | 7814 | 328.188 | 386.3242 | 0 | 0 | 8528.5122 | 59700
1.1.12 | 204020000 | In wall stiffeners, lintels, bands etc. | [8 empty] | Cum. | 41 | 7836 | 329.112 | 387.4118 | 0 | 0 | 8552.5238 | 350653
1.1.13 | 204020000 | In sills, copings, bund walls etc. | [8 empty] | Cum. | 6 | 7836 | 329.112 | 387.4118 | 0 | 0 | 8552.5238 | 51315
2 | 204020000 | Add or deduct over item 1.0 above for providing following grades of concrete for any item of work instead of M-30 Grade concrete. | [8 empty] | Nil | 0 | 0 | 0 | 0 | 0 | 0 | 0 | 0
2.1 | 204020000 | In M-25 Grade | [8 empty] | Cum. | 60 | -400 | -16.8 | -19.776 | 0 | 0 | -436.576 | -26195
2.2 | 204020000 | In M-35 Grade | [8 empty] | Cum. | 432 | 213 | 8.946 | 10.5307 | 0 | 0 | 232.4767 | 100430
2.3 | 204020000 | In M-40 Grade | [8 empty] | Cum. | 469 | 447 | 18.774 | 22.0997 | 0 | 0 | 487.8737 | 228813
2.4 | 204020000 | In M-45 Grade | [8 empty] | Cum. | 375 | 710 | 29.82 | 35.1024 | 0 | 0 | 774.9224 | 290596
2.5 | 204020000 | In M-50 Grade | [8 empty] | Cum. | 282 | 1491 | 62.622 | 73.715 | 0 | 0 | 1627.337 | 458909
3 | 204030000 | Providing & fixing in position, centering and shuttering | [8 empty] | Nil | 0 | 0 | 0 | 0 | 0 | 0 | 0 | 0
3.1 | 204030000 | For all Centering & Shuttering Work (as mentioned below) - IN SUPERSTRUCTURE FOR ALL FLOORS ABOVE GROUND FLOOR LEVEL | [8 empty] | Nil | 0 | 0 | 0 | 0 | 0 | 0 | 0 | 0
3.1.1 | 204030000 | In equipment foundations, pedestals etc. | [8 empty] | Sqm. | 60 | 366 | 15.372 | 18.095 | 0 | 0 | 399.467 | 23968
3.1.2 | 204030000 | In columns in a square / rectangular profile | [8 empty] | Sqm. | 4869 | 501 | 21.042 | 24.7694 | 0 | 0 | 546.8114 | 2662425
3.1.3 | 204030000 | In columns in a circular profile | [8 empty] | Sqm. | 0 | 515 | 21.63 | 25.4616 | 0 | 0 | 562.0916 | 0
3.1.4 | 204030000 | In floor beams in straight profile | [8 empty] | Sqm. | 6500 | 480 | 20.16 | 23.7312 | 0 | 0 | 523.8912 | 3405293
3.1.5 | 204030000 | In floor beams in curved profile | [8 empty] | Sqm. | 0 | 494 | 20.748 | 24.4234 | 0 | 0 | 539.1714 | 0
3.1.6 | 204030000 | In lift walls, shear walls, parapet walls etc. | [8 empty] | Sqm. | 8368 | 515 | 21.63 | 25.4616 | 0 | 0 | 562.0916 | 4703583
3.1.7 | 204030000 | In floor slabs / flat slabs in a horizontal / straight profile | [8 empty] | Sqm. | 15114 | 480 | 20.16 | 23.7312 | 0 | 0 | 523.8912 | 7918092
3.1.8 | 204030000 | In floor slabs/ flat slabs in a sloping / inclined profile | [8 empty] | Sqm. | 0 | 494 | 20.748 | 24.4234 | 0 | 0 | 539.1714 | 0
3.1.9 | 204030000 | In stairway waist slabs including steps and midlandings. | [8 empty] | Sqm. | 1650 | 480 | 20.16 | 23.7312 | 0 | 0 | 523.8912 | 864420
3.1.10 | 204030000 | In drop pardis, fins, suspenders, gutters, architraves, upstands etc. | [8 empty] | Sqm. | 62 | 530 | 22.26 | 26.2032 | 0 | 0 | 578.4632 | 35865
3.1.11 | 204030000 | In canopies, chajjas, ledges, lofts etc. | [8 empty] | Sqm. | 64 | 530 | 22.26 | 26.2032 | 0 | 0 | 578.4632 | 37022
3.1.12 | 204030000 | In wall stiffeners, lintels, bands etc. | [8 empty] | Sqm. | 408 | 530 | 22.26 | 26.2032 | 0 | 0 | 578.4632 | 236013
3.1.13 | 204030000 | In sills, copings, bund walls etc. | [8 empty] | Sqm. | 59 | 530 | 22.26 | 26.2032 | 0 | 0 | 578.4632 | 34129
4 | 204030000 | Extra over Item 3.0 above for staging / additional height in centering, shuttering in suspended floors, roofs, landings, beams and cantilevers | [8 empty] | Nil | 0 | 0 | 0 | 0 | 0 | 0 | 0 | 0
4.1 | 204030000 | Staging / additional height in centering, shuttering upto a total height of 4.35m i.e. additional 0.85m over initial height of 3.5m. (At Twelvth Floor level) | [8 empty] | Sqm. | 1171 | 178 | 7.476 | 8.8003 | 0 | 0 | 194.2763 | 227498
4.2 | 204030000 | Staging / additional height in centering, shuttering upto a total height of 4.95m i.e. additional 1.45m over initial height of 3.5m. (At Ground Floor level) | [8 empty] | Sqm. | 872 | 213 | 8.946 | 10.5307 | 0 | 0 | 232.4767 | 202720
4.3 | 204030000 | Staging / additional height in centering, shuttering upto a total height of 5.35m i.e. additional 1.85m over initial height of 3.5m. (At Ground Floor level - Toilet & Kitchen Areas) | [8 empty] | Sqm. | 259 | 284 | 11.928 | 14.041 | 0 | 0 | 309.969 | 80282
4.4 | 204030000 | Staging / additional height in centering, shuttering upto a total height of 5.85m i.e. additional 2.35m over initial height of 3.5m. (At First Floor level) | [8 empty] | Sqm. | 1001 | 355 | 14.91 | 17.5512 | 0 | 0 | 387.4612 | 387849
4.5 | 204030000 | Staging / additional height in centering, shuttering upto a total height of 6.15m i.e. additional 2.65m over initial height of 3.5m. (At First Floor level - Kitchen area) | [8 empty] | Sqm. | 339 | 391 | 16.422 | 19.331 | 0 | 0 | 426.753 | 144669
4.6 | 204030000 | Staging / additional height in centering, shuttering upto a total height of 6.85m i.e. additional 3.35m over initial height of 3.5m. (At Twelvth Floor level - Presidential Suite) | [8 empty] | Sqm. | 68 | 426 | 17.892 | 21.0614 | 0 | 0 | 464.9534 | 31617
4.7 | 204030000 | Staging / additional height in centering, shuttering upto a total height of 8.50m i.e. additional 5m over initial height of 3.5m. (At Penthouse Floor level - Service Rooms) | [8 empty] | Sqm. | 225 | 568 | 23.856 | 28.0819 | 0 | 0 | 619.9379 | 139486
4.8 | 204030000 | Staging / additional height in centering, shuttering upto a total height of 9.15m i.e. additional 5.65m over initial height of 3.5m. (At Mezzanine Floor level - Ball Room) | [8 empty] | Sqm. | 406 | 710 | 29.82 | 35.1024 | 0 | 0 | 774.9224 | 314618
5 | 204040000 | Providing and fixing in position following steel reinforcement bars. (IN SUPERSTRUCTURE FOR ALL FLOORS ABOVE GROUND FLOOR LEVEL) | [8 empty] | Nil | 0 | 0 | 0 | 0 | 0 | 0 | 0 | 0
5.1 | 204040000 | TMT bars conforming to IS-1786, grade Fe-500D | [8 empty] | MT. | 990 | 60000 | 2520 | 2966.4 | 0 | 0 | 65486.4 | 64831536
| 204040000 | Alternate to Item 5.1 above | [8 empty] | Nil | 0 | 0 | 0 | 0 | 0 | 0 | 0 | 0
5.2 | 204040000 | Taking delivery of steel reinforcement bars (tested quality) at site, (IN SUPERSTRUCTURE FOR ALL FLOORS ABOVE GROUND FLOOR LEVEL) | [8 empty] | MT. | 0 | 18000 | 756 | 889.92 | 0 | 0 | 19645.92 | 0
6 | 204040000 | Providing and fixing in position Threaded Tension Compression Mechanical Couplers Engineer at intervals | [8 empty] | Nil | 0 | 0 | 0 | 0 | 0 | 0 | 0 | 0
6.1 | 204040000 | For 25mm dia. bars | [8 empty] | Each | 0 | 223 | 9.366 | 11.0251 | 0 | 0 | 243.3911 | 0
6.2 | 204040000 | For 28mm dia. bars | [8 empty] | Each | 0 | 310 | 13.02 | 15.3264 | 0 | 0 | 338.3464 | 0
6.3 | 204040000 | For 32mm dia. bars | [8 empty] | Each | 0 | 366 | 15.372 | 18.095 | 0 | 0 | 399.467 | 0
7 | 204100000 | Providing and casting Pre-cast RCC in any size and thickness in M20 grade concrete | [8 empty] | Nil | 0 | 0 | 0 | 0 | 0 | 0 | 0 | 0
7.1 | 204100000 | In pre-cast RCC cover slabs, gratings, lintels etc. | [8 empty] | Cum. | 5 | 12472 | 523.824 | 616.6157 | 0 | 0 | 13612.4397 | 68062
8 | 204100000 | Providing & mixing pure acrylic based Polymer Modified Cementitious water proofing compound | [8 empty] | Kg. | 300 | 85 | 3.57 | 4.2024 | 0 | 0 | 92.7724 | 27832
II | 204050000 | STRUCTURAL STEEL | [8 empty] | Nil | 0 | 0 | 0 | 0 | 0 | 0 | 0 | 0
1 | 204050000 | Supplying, fabricating, assembling, hoisting / erecting and fixing in position at locations specified below, structural steel works of MS rolled single / built-up sections conforming to IS 2062, | [8 empty] | Nil | 0 | 0 | 0 | 0 | 0 | 0 | 0 | 0
1.1 | 204050000 | In MS angles for column guards, nosing in trench walls, steps etc. | [8 empty] | MT. | 1.5 | 90490 | 3800.58 | 4473.8256 | 0 | 0 | 98764.4056 | 148147
1.2 | 204050000 | In MS base plates, gusset plates, connecting plates etc. | [8 empty] | MT. | 1.5 | 99649 | 4185.258 | 4926.6466 | 0 | 0 | 108760.9046 | 163141
1.3 | 204050000 | In MS gratings, with hot dip galvanizing, etc. all as shown in drawing and as directed by the Engineer. | [8 empty] | MT. | 1 | 103270 | 4337.34 | 5105.6688 | 0 | 0 | 112713.0088 | 112713
1.4 | 204050000 | In MS chequered plates all as shown in drawing and as directed by the Engineer. | [8 empty] | MT. | 0.5 | 95034 | 3991.428 | 4698.481 | 0 | 0 | 103723.909 | 51862
1.5 | 204050000 | In MS ladders | [8 empty] | MT. | 0.5 | 95034 | 3991.428 | 4698.481 | 0 | 0 | 103723.909 | 51862
2 | 204050000 | Supplying, fabricating, assembling, hoisting / erecting and fixing in position at all heights / levels and with all leads, structural steel works of MS tubular works of medium grade conforming to IS 1239, | [8 empty] | Nil | 0 | 0 | 0 | 0 | 0 | 0 | 0 | 0
2.1 | 204050000 | In railing / hand rails at all levels for balustrades, verticals / posts (For service staircases in superstructure) | [8 empty] | MT. | 12 | 102134 | 4289.628 | 5049.505 | 0 | 0 | 111473.133 | 1337678
3 | 204050000 | Providing and applying two coats of synthetic enamel paint | [8 empty] | MT. | 12 | 5680 | 238.56 | 280.8192 | 0 | 0 | 6199.3792 | 74393
4 | 204050000 | Extra over Items 1.0 & 2.0 above for providing and applying two coats of approved epoxy paint | [8 empty] | MT. | 0 | 12070 | 506.94 | 596.7408 | 0 | 0 | 13173.6808 | 0
5 | 204050000 | Providing, fabricating and fixing MS embedments | [8 empty] | MT. | 5 | 102134 | 4289.628 | 5049.505 | 0 | 0 | 111473.133 | 557366
6 | 204050000 | Providing & fixing encapsulated PVC rungs . (For Underground & Overhead water tanks etc.) | [8 empty] | Each | 450 | 220 | 9.24 | 10.8768 | 0 | 0 | 240.1168 | 108053
7 | 204050000 | Supplying & fixing approved foundation bolts and nuts | [8 empty] | Kg. | 150 | 127 | 5.334 | 6.2789 | 0 | 0 | 138.6129 | 20792
8 | 204050000 | Supplying & fixing high tensile bolts with hexagonal nuts, grade | [8 empty] | Kg. | 150 | 178 | 7.476 | 8.8003 | 0 | 0 | 194.2763 | 29141
9 | 204050000 | Providing & Fixing approved anchor fasteners (manufactured by HILTI | [8 empty] | Nil | 0 | 0 | 0 | 0 | 0 | 0 | 0 | 0
9.1 | 204050000 | Dia 12mm | [8 empty] | Each | 110 | 817 | 34.314 | 40.3925 | 0 | 0 | 891.7065 | 98088
9.2 | 204050000 | Dia 16mm | [8 empty] | Each | 70 | 1243 | 52.206 | 61.4539 | 0 | 0 | 1356.6599 | 94966
9.3 | 204050000 | Dia 20mm | [8 empty] | Each | 70 | 2201 | 92.442 | 108.8174 | 0 | 0 | 2402.2594 | 168158
9.4 | 204050000 | Dia 25mm | [8 empty] | Each | 70 | 2776 | 116.592 | 137.2454 | 0 | 0 | 3029.8374 | 212089
10 | 204050000 | Grouting below base plates of columns, equipments, around the foundation bolts, or locations as specified using pre-packed cementetious free flow non-shrink grout "Conbextra GP2" of Fosroc | [8 empty] | Kg | 175 | 27 | 1.134 | 1.3349 | 0 | 0 | 29.4689 | 5157
III | 204060000 | MASONRY | [8 empty] | Nil | 0 | 0 | 0 | 0 | 0 | 0 | 0 | 0
1 | 204060000 | Providing and constructing Brick Masonry, with locally available first quality bricks of class designation 75 in cement mortar CM 1:6 (1 cement : 6 coarse sand) | [8 empty] | Nil | 0 | 0 | 0 | 0 | 0 | 0 | 0 | 0
1.1 | 204060000 | 230mm thick and above (nominal dimension) Brick Masonry ( In Superstructure) | [8 empty] | Cum. | 1342 | 5150 | 216.3 | 254.616 | 0 | 0 | 5620.916 | 7543269
2 | 204060000 | Providing and constructing Brick masonry in 115mm thick at all levels with locally available first quality bricks in cement mortar CM 1:4 (1 cement : 4 coarse sand) (In superstructure) | [8 empty] | Sqm. | 2409 | 886 | 37.212 | 43.8038 | 0 | 0 | 967.0158 | 2329541
3 | 204060000 | Providing and constructing precast concrete solid block masonry in cement mortar 1:6 (1 cement : 6 coarse sand) | [8 empty] | Nil | 0 | 0 | 0 | 0 | 0 | 0 | 0 | 0
3.1 | 204060000 | In 200mm thick or above (nominal dimension) precast solid concrete block masonry (In superstructure) | [8 empty] | Sqm. | 3199 | 1868 | 78.456 | 92.3539 | 0 | 0 | 2038.8099 | 6522153
3.2 | 204060000 | In 150mm thick (nominal dimension) precast solid concrete block masonry (In superstructure) | [8 empty] | Sqm. | 11890 | 1607 | 67.494 | 79.4501 | 0 | 0 | 1753.9441 | 20854395
4 | 204060000 | Providing and constructing precast solid block masonry in cement mortar 1:4 (1 cement : 4 coarse sand) | [8 empty] | Nil | 0 | 0 | 0 | 0 | 0 | 0 | 0 | 0
4.1 | 204060000 | In 100mm thick (nominal dimension) precast solid concrete block masonry (In superstructure) | [8 empty] | Sqm. | 150 | 1292 | 54.264 | 63.8765 | 0 | 0 | 1410.1405 | 211521
5 | 204060000 | Providing and constructing autoclaved aerated solid block masonry in cement mortar 1:3 using Light Weight Concrete Blocks | [8 empty] | Nil | 0 | 0 | 0 | 0 | 0 | 0 | 0 | 0
5.1 | 204060000 | In 100mm thick (nominal dimension) light weight concrete block masonry (In superstructure) | [8 empty] | Sqm. | 125 | 1087 | 45.654 | 53.7413 | 0 | 0 | 1186.3953 | 148299
IV A | 204070000 | INTERNAL PLASTERING | [8 empty] | Nil | 0 | 0 | 0 | 0 | 0 | 0 | 0 | 0
1 | 204070000 | Providing and applying 15mm thick plaster in cement mortar 1:4 (1 cement : 4 fine sand); to internal surfaces .(For internal concrete & masonry surfaces for staircases in superstructure) | [8 empty] | Sqm. | 29178 | 244 | 10.248 | 12.0634 | 0 | 0 | 266.3114 | 7770433
2 | 204070000 | Providing and applying ready-mix plaster made out of a mix of special binder, high quality polymer additives, cement and processed sand (UltraTech Readiplast manufactued by M/s. Ultratech Cement Ltd. | [8 empty] | Nil | 0 | 0 | 0 | 0 | 0 | 0 | 0 | 0
2.1 | 204070000 | 15mm thick ready-mix plaster over internal surfaces of masonry / concrete walls, columns, beams etc. | [8 empty] | Sqm. | 0 | 341 | 14.322 | 16.859 | 0 | 0 | 372.181 | 0
3 | 204070000 | Providing and applying 10mm thick ceiling plaster in cement mortar 1:3 (1 cement : 3 fine sand), to internal ceiling surfaces. (For internal ceiling surfaces for staircases in superstructure) | [8 empty] | Sqm. | 1607 | 231 | 9.702 | 11.4206 | 0 | 0 | 252.1226 | 405161
4 | 204070000 | Providing and applying ready-mix plaster made out of a mix of special binder, high quality polymer additives, cement and processed sand (UltraTech Readiplast manufactued by M/s. Ultratech Cement Ltd. | [8 empty] | Nil | 0 | 0 | 0 | 0 | 0 | 0 | 0 | 0
4.1 | 204070000 | 10mm thick ready-mix plaster over internal surfaces of concrete ceilings | [8 empty] | Sqm. | 0 | 312 | 13.104 | 15.4253 | 0 | 0 | 340.5293 | 0
IV B | 204080000 | EXTERNAL PLASTERING | [8 empty] | Nil | 0
5 | 204080000 | Providing and applying minimum 25mm thick external sand faced cement sand plaster in two coats at all heights and levels, first coat to be 15 mm thick cement sand mortar 1:4 (1 cement : 4 fine sand) | [8 empty] | Nil | 0 | 0 | 0 | 0 | 0 | 0 | 0 | 0
5.1 | 204080000 | ABOVE GROUND FLOOR LEVEL BUT UPTO FOURTH FLOOR LEVEL | [8 empty] | Sqm. | 3591 | 424 | 17.808 | 20.9626 | 0 | 0 | 462.7706 | 1661809
5.2 | 204080000 | ABOVE FOURTH FLOOR LEVEL BUT UPTO EIGHTH FLOOR LEVEL | [8 empty] | Sqm. | 1597 | 432 | 18.144 | 21.3581 | 0 | 0 | 471.5021 | 752989
5.3 | 204080000 | ABOVE EIGHTH FLOOR LEVEL BUT UPTO TWELFTH FLOOR LEVEL | [8 empty] | Sqm. | 1597 | 439 | 18.438 | 21.7042 | 0 | 0 | 479.1422 | 765190
5.4 | 204080000 | ABOVE TWELFTH FLOOR LEVEL | [8 empty] | Sqm. | 2164 | 446 | 18.732 | 22.0502 | 0 | 0 | 486.7822 | 1053397
6 | 204080000 | Providing and applying 20mm thick ready-mix plaster over external surfaces | [8 empty] | Nil | 0 | 0 | 0 | 0 | 0 | 0 | 0 | 0
6.1 | 204080000 | ABOVE GROUND FLOOR LEVEL BUT UPTO FOURTH FLOOR LEVEL | [8 empty] | Sqm. | 0 | 497 | 20.874 | 24.5717 | 0 | 0 | 542.4457 | 0
6.2 | 204080000 | ABOVE FOURTH FLOOR LEVEL BUT UPTO EIGHTH FLOOR LEVEL | [8 empty] | Sqm. | 0 | 568 | 23.856 | 28.0819 | 0 | 0 | 619.9379 | 0
6.3 | 204080000 | ABOVE EIGHTH FLOOR LEVEL BUT UPTO TWELFTH FLOOR LEVEL | [8 empty] | Sqm. | 0 | 639 | 26.838 | 31.5922 | 0 | 0 | 697.4302 | 0
6.4 | 204080000 | ABOVE TWELFTH FLOOR LEVEL | [8 empty] | Sqm. | 0 | 710 | 29.82 | 35.1024 | 0 | 0 | 774.9224 | 0
7 | 204080000 | Providing & fixing G.I. Hexagonal chicken wire mesh of 19 size of aperture (12mm x 20 guage) confirming to IS : 3150 | [8 empty] | Sqm. | 1906 | 57 | 2.394 | 2.8181 | 0 | 0 | 62.2121 | 118576
V | 204090000 | WATER PROOFING | [8 empty] | Nil | 0 | 0 | 0 | 0 | 0 | 0 | 0 | 0
1 | 204090000 | Providing and laying proprietary, Seamless Membrane Waterproofing System | [8 empty] | Nil | 0 | 0 | 0 | 0 | 0 | 0 | 0 | 0
1.1 | 204090000 | In horizontal & vertical surfaces of Garden Areas, swimming pool, podium or any other locations as directed | [8 empty] | Sqm. | 209 | 675 | 28.35 | 33.372 | 0 | 0 | 736.722 | 153975
1.2 | 204090000 | Extra over item 1.1 above for providing additional thickness of Protective screed concrete (M20) over initial thickness of 75mm | [8 empty] | Cum. | 6 | 7147 | 300.174 | 353.3477 | 0 | 0 | 7800.5217 | 46803
2 | 204090000 | Terrace Water Proofing & Overdeck Insulation: | [8 empty] | Nil | 0 | 0 | 0 | 0 | 0 | 0 | 0 | 0
| 204090000 | Providing and installing synthetic membrane waterproofing system for terrace including overdeck insulation comprising of the following: | [8 empty] | Nil | 0 | 0 | 0 | 0 | 0 | 0 | 0 | 0
2.1 | 204090000 | In terrace , roof or any other locations as specified. | [8 empty] | Sqm. | 1430 | 1264 | 53.088 | 62.4922 | 0 | 0 | 1379.5802 | 1972800
2.2 | 204090000 | Providing & laying Protection Screed concrete of Grade M20 | [8 empty] | Cum. | 179 | 7244 | 304.248 | 358.1434 | 0 | 0 | 7906.3914 | 1415244
3 | 204090000 | Providing and laying pure acrylic based Polymer Modified Cementitious water proofing treatment to vertical & horizontal surfaces to the required height and bottom of toilet sunken slabs, storage reservoirs, AHUs, trenches | [8 empty] | Sqm. | 5142 | 533 | 22.386 | 26.3515 | 0 | 0 | 581.7375 | 2991294
4 | 204090000 | Providing and filling sunken portions of toilet slabs with brickbats | [8 empty] | Cum. | 15 | 3550 | 149.1 | 175.512 | 0 | 0 | 3874.612 | 58119
5 | 204090000 | Providing and laying China Mosaic flooring using broken glazed tiles | [8 empty] | Sqm. | 1430 | 1065 | 44.73 | 52.6536 | 0 | 0 | 1162.3836 | 1662209
VI | 204100000 | MISCELLANEOUS | [8 empty] | Nil | 0 | 0 | 0 | 0 | 0 | 0 | 0 | 0
1 | 204100000 | Providing penetration seal to all fire fighting, electrical and telephone cable at each floor level | [8 empty] | Sqm. | 15 | 1420 | 59.64 | 70.2048 | 0 | 0 | 1549.8448 | 23248
2 | 204100000 | Providing and making core cut of following dia in RCC slabs / beams etc. of thickness upto 250mm, | [8 empty] | Nil | 0 | 0 | 0 | 0 | 0 | 0 | 0 | 0
2.1 | 204100000 | Cutting Cores in vertical direction. | [8 empty] | Nil | 0 | 0 | 0 | 0 | 0 | 0 | 0 | 0
2.1.1 | 204100000 | Up to 200mm dia | [8 empty] | Each | 180 | 6035 | 253.47 | 298.3704 | 0 | 0 | 6586.8404 | 1185631
2.1.2 | 204100000 | From 200mm dia to 300mm dia | [8 empty] | Each | 180 | 9173 | 385.266 | 453.5131 | 0 | 0 | 10011.7791 | 1802120
2.1.3 | 204100000 | From 300mm dia to 450mm dia | [8 empty] | Each | 0 | 13746 | 577.332 | 679.6022 | 0 | 0 | 15002.9342 | 0
2.2 | 204100000 | Cutting Cores in horizontal direction. | [8 empty] | Nil | 0 | 0 | 0 | 0 | 0 | 0 | 0 | 0
2.2.1 | 204100000 | Up to 200mm dia | [8 empty] | Each | 180 | 6035 | 253.47 | 298.3704 | 0 | 0 | 6586.8404 | 1185631
2.2.2 | 204100000 | From 200mm dia to 300mm dia | [8 empty] | Each | 0 | 9173 | 385.266 | 453.5131 | 0 | 0 | 10011.7791 | 0
3 | 204100000 | Cutting pockets in lift lobby walls | [8 empty] | Each | 98 | 6390 | 268.38 | 315.9216 | 0 | 0 | 6974.3016 | 683482
4 | 204100000 | Providing and laying in position and compaction as specified in-situ cellular light weight concrete | [8 empty] | Cum. | 150 | 6035 | 253.47 | 298.3704 | 0 | 0 | 6586.8404 | 988026
5 | 204100000 | Providing and erecting chain link fencing | [8 empty] | Sqm. | 35 | 1704 | 71.568 | 84.2458 | 0 | 0 | 1859.8138 | 65093
6 | 204100000 | Extra over item 5.0 above for providing and fixing wicket gate in chain link fencing | [8 empty] | Sqm. | 2 | 2840 | 119.28 | 140.4096 | 0 | 0 | 3099.6896 | 6199
7 | 204100000 | Providing and fixing in position weep holes of 100mm diameter UPVC pipes | [8 empty] | Each | 40 | 659 | 27.678 | 32.581 | 0 | 0 | 719.259 | 28770
8 | 204100000 | Supply & laying rigid concealed PVC conduits . | [8 empty] | Nil | 0 | 0 | 0 | 0 | 0 | 0 | 0 | 0
8.1 | 204100000 | Dia 25mm rigid PVC concealed conduits | [8 empty] | Rmt. | 150 | 85 | 3.57 | 4.2024 | 0 | 0 | 92.7724 | 13916
8.2 | 204100000 | Dia 32mm rigid PVC concealed conduits | [8 empty] | Rmt. | 150 | 128 | 5.376 | 6.3283 | 0 | 0 | 139.7043 | 20956
8.3 | 204100000 | Dia 50mm rigid PVC concealed conduits | [8 empty] | Rmt. | 150 | 288 | 12.096 | 14.2387 | 0 | 0 | 314.3347 | 47150
9 | 204100000 | Supplying and providing Puddle flanges | [8 empty] | Nil | 0 | 0 | 0 | 0 | 0 | 0 | 0 | 0
9.1 | 204100000 | 80mm dia. | [8 empty] | Nil | 0 | 0 | 0 | 0 | 0 | 0 | 0 | 0
9.1.1 | 204100000 | Upto 300mm | [8 empty] | Each | 25 | 1527 | 64.134 | 75.4949 | 0 | 0 | 1666.6289 | 41666
| 204100000 | Part rate | [8 empty] | Each | 0 | 1221.6 | 51.3072 | 60.3959 | 0 | 0 | 1333.3031 | 0
9.1.2 | 204100000 | Above 300mm but upto 500mm | [8 empty] | Each | 25 | 1527 | 64.134 | 75.4949 | 0 | 0 | 1666.6289 | 41666
9.2 | 204100000 | 100mm dia. | [8 empty] | Nil | 0 | 0 | 0 | 0 | 0 | 0 | 0 | 0
9.2.1 | 204100000 | Upto 300mm | [8 empty] | Each | 25 | 2002 | 84.084 | 98.9789 | 0 | 0 | 2185.0629 | 54627
9.2.2 | 204100000 | Above 300mm but upto 500mm | [8 empty] | Each | 25 | 2002 | 84.084 | 98.9789 | 0 | 0 | 2185.0629 | 54627
9.3 | 204100000 | 200mm dia. | [8 empty] | Nil | 0 | 0 | 0 | 0 | 0 | 0 | 0 | 0
9.3.1 | 204100000 | Upto 300mm | [8 empty] | Each | 25 | 4118 | 172.956 | 203.5939 | 0 | 0 | 4494.5499 | 112364
9.3.2 | 204100000 | Above 300mm but upto 500mm | [8 empty] | Each | 25 | 4118 | 172.956 | 203.5939 | 0 | 0 | 4494.5499 | 112364
10 | 204100000 | Providing & fixing in position medium duty CI manhole cover & frame. | [8 empty] | Each | 16 | 15336 | 644.112 | 758.2118 | 0 | 0 | 16738.3238 | 267813
11 | 204100000 | Providing and fixing GI vent arrangement for water storage tank . | [8 empty] | Each | 12 | 3976 | 166.992 | 196.5734 | 0 | 0 | 4339.5654 | 52075
12 | 204100000 | Providing and fixing MS hot dip galvanized sleeves | [8 empty] | Nil | 0 | 0 | 0 | 0 | 0 | 0 | 0 | 0
12.1 | 204100000 | 75mm dia pipe | [8 empty] | Each | 42 | 2087 | 87.654 | 103.1813 | 0 | 0 | 2277.8353 | 95669
12.2 | 204100000 | 100mm dia pipe | [8 empty] | Each | 42 | 2826 | 118.692 | 139.7174 | 0 | 0 | 3084.4094 | 129545
12.3 | 204100000 | 150mm dia pipe | [8 empty] | Each | 20 | 4118 | 172.956 | 203.5939 | 0 | 0 | 4494.5499 | 89891
12.4 | 204100000 | 200mm dia pipe | [8 empty] | Each | 20 | 5325 | 223.65 | 263.268 | 0 | 0 | 5811.918 | 116238
13 | 204100000 | Providing, supplying and laying 250 microns thick LDPE sheet (conforming to ASTM-D-4397) with holes at 300mm centre to centre both ways having an . | [8 empty] | Sqm. | 0 | 64 | 2.688 | 3.1642 | 0 | 0 | 69.8522 | 0
14 | 204100000 | Providing & installing approved Modified Thermoplastics (Polymer Rubberized) Column Edge Guard | [8 empty] | Rmt. | 0 | 213 | 8.946 | 10.5307 | 0 | 0 | 232.4767 | 0
15 | 204100000 | Supplying & filling pebble filling (for HSD Storage area) using neat graded stone pebbles 20mm to 40mm size | [8 empty] | Cum. | 4 | 2897 | 121.674 | 143.2277 | 0 | 0 | 3161.9017 | 12648
16 | 204100000 | Providing, fabricating, welding and/or bolting, as required, erecting and fixing in position all types of structural steel works for Closing Ducts made up of MS Angles 50x50x6mm, | [8 empty] | Sqm. | 312 | 511 | 21.462 | 25.2638 | 0 | 0 | 557.7258 | 174010
17 | 204100000 | Providing and applying PROMASTOP CEMENT System (or equivalent) for sealing of Fire Fighting Shaft | [8 empty] | Sqm. | 22 | 511 | 21.462 | 25.2638 | 0 | 0 | 557.7258 | 12270
18 | 204100000 | Providing and applying PROMASEAL Bulkhead System (or equivalent) for the sealing of electrical shaft / Data cable shaft | [8 empty] | Sqm. | 46 | 511 | 21.462 | 25.2638 | 0 | 0 | 557.7258 | 25655
19 | 204100000 | Providing and applying PROMASTOP CEMENT System | [8 empty] | Cum. | 0 | 554 | 23.268 | 27.3898 | 0 | 0 | 604.6578 | 0
20 | 204100000 | Providing and applying Promaseal Intumescent Sealant Small Gaps around Ducts and Pipe all as per manufacturers specification, etc complete. | [8 empty] | Nil | 0 | 0 | 0 | 0 | 0 | 0 | 0 | 0
20.1 | 204100000 | 10mm Wide x 10mm Depth Gap / Openings | [8 empty] | Rmt. | 234 | 341 | 14.322 | 16.859 | 0 | 0 | 372.181 | 87090
20.2 | 204100000 | 20 mm Wide x 10mm Depth Gap / Openings | [8 empty] | Rmt. | 140 | 540 | 22.68 | 26.6976 | 0 | 0 | 589.3776 | 82513
21 | 204100000 | Providing & installing impact and fire resistant partitions, tested as per BS:476: Part-II, Promina-60 Shaft Wall partitions system | [8 empty] | Sqm. | 0 | 710 | 29.82 | 35.1024 | 0 | 0 | 774.9224 | 0
22 | 204100000 | Supplying, fabricating, assembling & installing in position, for all heights & leads, Rough Ground for Aluminium windows | [8 empty] | Kg. | 5300 | 639 | 26.838 | 31.5922 | 0 | 0 | 697.4302 | 3696380
23 | 204100000 | Providing and fixing wood work in frames for doors | [8 empty] | Nil | 0 | 0 | 0 | 0 | 0 | 0 | 0 | 0
23.1 | 204100000 | Using approved first quality seasoned African teak wood | [8 empty] | Cum. | 0 | 125499 | 5270.958 | 6204.6706 | 0 | 0 | 136974.6286 | 0
C | 205010000 | ROADS & PAVEMENTS | [8 empty] | Nil | 0 | 0 | 0 | 0 | 0 | 0 | 0 | 0
1 | 205010000 | Earthwork in excavation for road work in all types of soils | [8 empty] | Nil | 0 | 0 | 0 | 0 | 0 | 0 | 0 | 0
1.1 | 205010000 | Excavation in all types of soil, soft or hard murum, stiff clay, etc. upto 1.50m below G.L. | [8 empty] | Cum. | 795 | 106 | 4.452 | 5.2406 | 0 | 0 | 115.6926 | 91976
2 | 205010000 | Clearing and Grubbing upto a depth of 300mm | [8 empty] | Cum. | 1559 | 11 | 0.462 | 0.54384 | 0 | 0 | 12.0058 | 18717
3 | 205010000 | Filling in plot area and at other locations with selected approved material | [8 empty] | Nil | 0 | 0 | 0 | 0 | 0 | 0 | 0 | 0
3.1 | 205010000 | Filling with selected approved earth available from the site excavation | [8 empty] | Cum. | 0 | 50 | 2.1 | 2.472 | 0 | 0 | 54.572 | 0
3.2 | 205010000 | Filling with selected approved earth brought from outside. | [8 empty] | Cum. | 3908 | 236 | 9.912 | 11.6678 | 0 | 0 | 257.5798 | 1006622
4 | 205010000 | Construction of sub-grade 500 mm thick a | [8 empty] | Cum. | 159 | 142 | 5.964 | 7.0205 | 0 | 0 | 154.9845 | 24643
5 | 205010000 | Providing and laying Granular Sub Base (drainage layer) | [8 empty] | Cum. | 48 | 3394 | 142.548 | 167.7994 | 0 | 0 | 3704.3474 | 177809
6 | 205010000 | Providing and laying Wet Mix Macadam with paver finisher | [8 empty] | Cum. | 48 | 3905 | 164.01 | 193.0632 | 0 | 0 | 4262.0732 | 204580
7 | 205010000 | Providing Bituminous primer coat over granular surface | [8 empty] | Sqm | 318 | 54 | 2.268 | 2.6698 | 0 | 0 | 58.9378 | 18742
8 | 205010000 | Providing Bituminous tack coat with bitumen emulsion t | [8 empty] | Sqm | 636 | 38 | 1.596 | 1.8787 | 0 | 0 | 41.4747 | 26378
9 | 205010000 | Providing and laying Dense Bituminous Macadam in a single layer of 50mm compacted thickness on prepared surface | [8 empty] | Cum | 16 | 10437 | 438.354 | 516.0053 | 0 | 0 | 11391.3593 | 182262
10 | 205010000 | Providing and laying Bituminous Concrete in a single layer | [8 empty] | Cum | 13 | 13043 | 547.806 | 644.8459 | 0 | 0 | 14235.6519 | 185063
11 | 205010000 | Providing and laying Dry Lean Concrete sub base including providing coarse and fine aggregate | [8 empty] | Cum. | 48 | 4724 | 198.408 | 233.5546 | 0 | 0 | 5155.9626 | 247486
12 | 205010000 | Providing and laying Pavement Quality Concrete of M-40 grade | [8 empty] | Cum. | 95 | 7685 | 322.77 | 379.9464 | 0 | 0 | 8387.7164 | 796833
13 | 205010000 | Providing and laying heavy duty, factory made, pre-cast, cement concrete Inter locking paver blocks (conforming to IS 15658 : 2006) of grade as specified below, admixed with approved pigments in pavements / floors, | [8 empty] | Nil | 0 | 0 | 0 | 0 | 0 | 0 | 0 | 0
13.1 | 205010000 | In Interlocking paver blocks in M-40 Grade and of 110mm thickness | [8 empty] | Sqm. | 0 | 1193 | 50.106 | 58.9819 | 0 | 0 | 1302.0879 | 0
14 | 205010000 | Providing and laying cast-in-situ reinforced cellular paving using Grass Crete formers type-GC2sc | [8 empty] | Sqm. | 1250 | 1278 | 53.676 | 63.1843 | 0 | 0 | 1394.8603 | 1743575
15 | 205010000 | Providing and filling expansion joints by using non-staining, non-deteriorating, alkali resistant, closed cell polymer based expansion joint filler boards of Sil-Flex / Duraboard HD100 | [8 empty] | Sqm. | 61 | 1243 | 52.206 | 61.4539 | 0 | 0 | 1356.6599 | 82756
16 | 205010000 | Providing and laying in position bitumen hot sealing compound for expansion joints etc. using grade A sealing compound. | [8 empty] | Rmt. | 117 | 64 | 2.688 | 3.1642 | 0 | 0 | 69.8522 | 8173
17 | 205010000 | Providing & installing permanent coloured modular interlocking high impact resistant speed bumps | [8 empty] | Nil | 0 | 0 | 0 | 0 | 0 | 0 | 0 | 0
17.1 | 205010000 | Speed Bumps of module 16" width x 12" length x 2" high | [8 empty] | Rmt. | 20 | 2343 | 98.406 | 115.8379 | 0 | 0 | 2557.2439 | 51145
18 | 205010000 | Providing and laying machine cut, flamed / honed stone slab in flooring / paving, | [8 empty] | Nil | 0 | 0 | 0 | 0 | 0 | 0 | 0 | 0
18.1 | 205010000 | In approved flamed / honed Granite stone slab, minimum 30mm thick | [8 empty] | Sqm. | 1250 | 4225 | 177.45 | 208.884 | 0 | 0 | 4611.334 | 5764168
19 | 205010000 | Pavement marking with hot applied thermoplastic paints conforming to ASTM D 36 / BS-3262 as per drawings and clause 803 of MoRTH specifications | [8 empty] | Sqm. | 45 | 1207 | 50.694 | 59.6741 | 0 | 0 | 1317.3681 | 59282
20 | 205010000 | Providing and fixing (also in curvature wherever required) pre-cast kerb stone in PCC (grade M20) | [8 empty] | Nil | 0 | 0 | 0 | 0 | 0 | 0 | 0 | 0
20.1 | 205010000 | Pre-cast Kerb in M20 grade concrete of 150mm x 400mm deep | [8 empty] | Rmt. | 340 | 852 | 35.784 | 42.1229 | 0 | 0 | 929.9069 | 316168
20.2 | 205010000 | Pre-cast Kerb and channel in M20 grade concrete of size 425mm wide base (175 kerb + 250 channel), 150mm high kerb above the base and 150mm thick overall. | [8 empty] | Rmt. | 340 | 639 | 26.838 | 31.5922 | 0 | 0 | 697.4302 | 237126
21 | 205010000 | Providing and laying with collars, heavy duty, non-pressure RCC pipes with hemp rope and cement mortar in proportion 1:2 in joints, including cost of jointing materials, etc. complete for following diameter. | [8 empty] | Nil | 0 | 0 | 0 | 0 | 0 | 0 | 0 | 0
21.1 | 205010000 | 450 mm dia RCC pipes of NP3 grade. | [8 empty] | Rmt. | 25 | 1889 | 79.338 | 93.3922 | 0 | 0 | 2061.7302 | 51543
21.2 | 205010000 | 300 mm dia RCC pipes of NP3 grade. | [8 empty] | Rmt. | 25 | 1093 | 45.906 | 54.0379 | 0 | 0 | 1192.9439 | 29824
21.3 | 205010000 | 250 mm dia RCC pipes of NP3 grade. | [8 empty] | Rmt. | 25 | 895 | 37.59 | 44.2488 | 0 | 0 | 976.8388 | 24421
21.4 | 205010000 | 150 mm dia RCC pipes of NP3 grade. | [8 empty] | Rmt. | 25 | 710 | 29.82 | 35.1024 | 0 | 0 | 774.9224 | 19373
22 | 205010000 | Providing and Constructing 1200x 900mm Inspection Chamber upto 1200mm | [8 empty] | Each | 6 | 9940 | 417.48 | 491.4336 | 0 | 0 | 10848.9136 | 65093
D | 205020000 | COMPOUND WALL & GATES | [8 empty] | Nil | 0 | 0 | 0 | 0 | 0 | 0 | 0 | 0
1 | 205020000 | Excavation for foundation / trenches | [8 empty] | Nil | 0 | 0 | 0 | 0 | 0 | 0 | 0 | 0
1.1 | 205020000 | Upto the specified RL for all depths | [8 empty] | Cum. | 1365 | 106 | 4.452 | 5.2406 | 0 | 0 | 115.6926 | 157920
2 | 205020000 | Disposal of surplus excavated materials | [8 empty] | Nil | 0 | 0 | 0 | 0 | 0 | 0 | 0 | 0
2.1 | 205020000 | Disposal of excavated materials to dumping ground as arranged by the contractor | [8 empty] | Cum. | 683 | 28 | 1.176 | 1.3843 | 0 | 0 | 30.5603 | 20873
3 | 205020000 | Backfilling of sides of structures | [8 empty] | Nil | 0 | 0 | 0 | 0 | 0 | 0 | 0 | 0
3.1 | 205020000 | Backfilling with selected approved earth available from the site excavation | [8 empty] | Cum. | 682 | 56 | 2.352 | 2.7686 | 0 | 0 | 61.1206 | 41684
3.2 | 205020000 | Backfilling with selected approved earth brought from outside. | [8 empty] | Cum. | 487 | 234 | 9.828 | 11.569 | 0 | 0 | 255.397 | 124378
4 | 205020000 | Providing and laying dry stone packing | [8 empty] | Cum. | 44 | 2557 | 107.394 | 126.4181 | 0 | 0 | 2790.8121 | 122796
5 | 205020000 | Providing and laying in position ready mixed plain cement concrete | [8 empty] | Nil | 0 | 0 | 0 | 0 | 0 | 0 | 0 | 0
5.1 | 205020000 | In foundation pits, below pile caps, footings, rafts etc. | [8 empty] | Cum. | 30 | 6468 | 271.656 | 319.7779 | 0 | 0 | 7059.4339 | 211783
6 | 205020000 | Providing and laying in position ready mixed cement concrete (RMC) | [8 empty] | Nil | 0 | 0 | 0 | 0 | 0 | 0 | 0 | 0
6.1 | 205020000 | In foundations, footings, strip footings etc. | [8 empty] | Cum. | 63 | 7618 | 319.956 | 376.6339 | 0 | 0 | 8314.5899 | 523819
6.2 | 205020000 | In columns in a square / rectangular profile | [8 empty] | Cum. | 41 | 7618 | 319.956 | 376.6339 | 0 | 0 | 8314.5899 | 340898
6.3 | 205020000 | In beams, tie-beams etc. in straight profile | [8 empty] | Cum. | 11 | 7653 | 321.426 | 378.3643 | 0 | 0 | 8352.7903 | 91881
6.4 | 205020000 | In sills, copings etc. | [8 empty] | Cum. | 5 | 7653 | 321.426 | 378.3643 | 0 | 0 | 8352.7903 | 41764
7 | 205020000 | Providing & fixing in position, centering and shuttering | [8 empty] | Nil | 0 | 0 | 0 | 0 | 0 | 0 | 0 | 0
7.1 | 205020000 | In PCC Work in foundation pits, below pile caps, footings, rafts etc. | [8 empty] | Sqm. | 98 | 364 | 15.288 | 17.9962 | 0 | 0 | 397.2842 | 38934
7.2 | 205020000 | In RCC foundations, footings, strip footings etc. | [8 empty] | Sqm. | 193 | 364 | 15.288 | 17.9962 | 0 | 0 | 397.2842 | 76676
7.3 | 205020000 | In RCC columns in a square / rectangular profile | [8 empty] | Sqm. | 680 | 470 | 19.74 | 23.2368 | 0 | 0 | 512.9768 | 348824
7.4 | 205020000 | In RCC beams, tie-beams etc. in straight profile | [8 empty] | Sqm. | 106 | 448 | 18.816 | 22.1491 | 0 | 0 | 488.9651 | 51830
7.5 | 205020000 | In RCC sills, copings etc. | [8 empty] | Sqm. | 30 | 491 | 20.622 | 24.275 | 0 | 0 | 535.897 | 16077
8 | 205020000 | Providing and fixing in position following steel reinforcement bars | [8 empty] | Nil | 0 | 0 | 0 | 0 | 0 | 0 | 0 | 0
8.1 | 205020000 | TMT bars conforming to IS-1786, grade Fe-500D | [8 empty] | MT. | 12 | 60000 | 2520 | 2966.4 | 0 | 0 | 65486.4 | 785837
9 | 205020000 | Supplying, fabricating, assembling, hoisting / erecting and fixing in position at locations specified below, structural steel works of MS hollow (square / rectangular) tubular sections conforming to IS 4923 | [8 empty] | Nil | 0 | 0 | 0 | 0 | 0 | 0 | 0 | 0
9.1 | 205020000 | In Compound Wall (Front Side) | [8 empty] | MT. | 3 | 96170 | 4039.14 | 4754.6448 | 0 | 0 | 104963.7848 | 314891
10 | 205020000 | Supplying, fabricating, assembling, hoisting / erecting and fixing in position at all heights and with all leads, Structural steel works of MS Tubular Pipe sections conforming to IS 1161, | [8 empty] | Nil | 0 | 0 | 0 | 0 | 0 | 0 | 0 | 0
10.1 | 205020000 | In MS tubular pipe sections for Entrance Gate (Manual Controlled Gate) | [8 empty] | MT. | 0.75 | 96170 | 4039.14 | 4754.6448 | 0 | 0 | 104963.7848 | 78723
11 | 205020000 | Extra over items 9.0 & 10.0 above for preparing the surface to ensure complete removal of mill scale by grit blasting confirming to SA 2.5 to achieve rust free surface. | [8 empty] | MT. | 3.75 | 5680 | 238.56 | 280.8192 | 0 | 0 | 6199.3792 | 23248
12 | 205020000 | Extra over items 9.0 & 10.0 above for providing and applying "Intergard-251" (manufactured by Akzonobel | [8 empty] | MT. | 3.75 | 9940 | 417.48 | 491.4336 | 0 | 0 | 10848.9136 | 40683
13 | 205020000 | Extra over items 9.0 & 10.0 above for providing and applying "Interthane-990" (manufactured by Akzonobel | [8 empty] | MT. | 3.75 | 2130 | 89.46 | 105.3072 | 0 | 0 | 2324.7672 | 8718
14 | 205020000 | Providing and constructing precast concrete solid block masonry in cement mortar 1:6 (1 cement : 6 coarse sand) | [8 empty] | Nil | 0 | 0 | 0 | 0 | 0 | 0 | 0 | 0
14.1 | 205020000 | In 200mm thick or above (nominal dimension) precast solid concrete block masonry | [8 empty] | Sqm. | 1350 | 1833 | 76.986 | 90.6235 | 0 | 0 | 2000.6095 | 2700823
15 | 205020000 | Providing and applying minimum 25mm thick external sand faced cement sand plaster in two coats at all heights and levels, first coat to be 15 mm thick cement sand mortar 1:4 (1 cement : 4 fine sand) | [8 empty] | Sqm. | 1856 | 446 | 18.732 | 22.0502 | 0 | 0 | 486.7822 | 903468
16 | 205020000 | Providing & fixing G.I. Hexagonal chicken wire mesh of 19 size of aperture (12mm x 20 guage) confirming to IS : 3150 | [8 empty] | Sqm. | 130 | 57 | 2.394 | 2.8181 | 0 | 0 | 62.2121 | 8088
17 | 205020000 | Providing & applying two coats of acrylic paints to the external surfaces whether plastered or form finish, using exterior quality acrylic weather shield paint | [8 empty] | Sqm. | 1670 | 284 | 11.928 | 14.041 | 0 | 0 | 309.969 | 517648
18 | 205020000 | Providing and applying polymer based synthetic "Renovo" textured paint (manufactured by Damani Dyestuff | [8 empty] | Nil | 0 | 0 | 0 | 0 | 0 | 0 | 0 | 0
18.1 | 205020000 | Synthetic textured paint in non-metallic finish (For front side of compound wall) | [8 empty] | Sqm. | 186 | 256 | 10.752 | 12.6566 | 0 | 0 | 279.4086 | 51970
18.2 | 205020000 | Synthetic textured paint in metallic finish | [8 empty] | Sqm. | 0 | 241 | 10.122 | 11.915 | 0 | 0 | 263.037 | 0
19 | 205020000 | Providing and erecting approximately 1.5 metre high wire fencing with seven rows of barbed wire | [8 empty] | Rmt. | 278 | 639 | 26.838 | 31.5922 | 0 | 0 | 697.4302 | 193886
20 | 205020000 | Providing, fabricating, installing, testing & commissioning of Automatic Slidng Gate Operating System comprising of M.S.Sliding gate (of size 7000mm x 1800mm size, minimum 60 Kg / Sft.) | [8 empty] | Each | 1 | 1207000 | 50694 | 59674.08 | 0 | 0 | 1317368.08 | 1317368
E | 205030000 | STORM WATER DRAIN | [8 empty] | Nil | 0 | 0 | 0 | 0 | 0 | 0 | 0 | 0
1 | 205030000 | Excavation for foundation / trenches | [8 empty] | Nil | 0 | 0 | 0 | 0 | 0 | 0 | 0 | 0
1.1 | 205030000 | Excavation in all types of soil, soft or hard murum, stiff clay, etc. upto 1.50m below G.L. | [8 empty] | Cum. | 565 | 99 | 4.158 | 4.8946 | 0 | 0 | 108.0526 | 61050
2 | 205030000 | Disposal of surplus excavated materials | [8 empty] | Nil | 0 | 0 | 0 | 0 | 0 | 0 | 0 | 0
2.1 | 205030000 | Disposal of excavated materials to dumping ground as arranged by the contractor | [8 empty] | Cum. | 565 | 28 | 1.176 | 1.3843 | 0 | 0 | 30.5603 | 17267
3 | 205030000 | Providing and laying in position ready mixed plain cement concrete , manufactured as per approved design mix cement concrete of M-15 Grade | [8 empty] | Nil | 0 | 0 | 0 | 0 | 0 | 0 | 0 | 0
3.1 | 205030000 | In foundation pits below base slabs & inside drain for anti-scour treatment | [8 empty] | Cum. | 38 | 6468 | 271.656 | 319.7779 | 0 | 0 | 7059.4339 | 268258
4 | 205030000 | Providing and laying in position ready mixed cement concrete (RMC) , manufactured as per approved design mix cement concrete of M-25 Grade | [8 empty] | Nil | 0 | 0 | 0 | 0 | 0 | 0 | 0 | 0
4.1 | 205030000 | In base slabs | [8 empty] | Cum. | 48 | 7093 | 297.906 | 350.6779 | 0 | 0 | 7741.5839 | 371596
4.2 | 205030000 | In walls | [8 empty] | Cum. | 88 | 7164 | 300.888 | 354.1882 | 0 | 0 | 7819.0762 | 688079
4.3 | 205030000 | In cover slabs | [8 empty] | Cum. | 14 | 7128 | 299.376 | 352.4083 | 0 | 0 | 7779.7843 | 108917
5 | 205030000 | Providing & fixing in position, centering and shuttering | [8 empty] | Nil | 0 | 0 | 0 | 0 | 0 | 0 | 0 | 0
5.1 | 205030000 | In PCC Work in foundation pits, below footings, rafts etc. | [8 empty] | Sqm. | 56 | 364 | 15.288 | 17.9962 | 0 | 0 | 397.2842 | 22248
5.2 | 205030000 | In RCC base slabs | [8 empty] | Sqm. | 84 | 364 | 15.288 | 17.9962 | 0 | 0 | 397.2842 | 33372
5.3 | 205030000 | In RCC walls | [8 empty] | Sqm. | 1174 | 484 | 20.328 | 23.929 | 0 | 0 | 528.257 | 620174
5.4 | 205030000 | In RCC cover slabs | [8 empty] | Sqm. | 134 | 364 | 15.288 | 17.9962 | 0 | 0 | 397.2842 | 53236
6 | 205030000 | Providing and casting Pre-cast RCC in any size and thickness in M20 grade concrete | [8 empty] | Nil | 0 | 0 | 0 | 0 | 0 | 0 | 0 | 0
6.1 | 205030000 | In pre-cast RCC cover slabs | [8 empty] | Cum. | 2 | 12188 | 511.896 | 602.5747 | 0 | 0 | 13302.4707 | 26605
6.2 | 205030000 | In pre-cast RCC gratings | [8 empty] | Cum. | 4 | 12188 | 511.896 | 602.5747 | 0 | 0 | 13302.4707 | 53210
7 | 205030000 | Providing and fixing in position following steel reinforcement bars | [8 empty] | Nil | 0 | 0 | 0 | 0 | 0 | 0 | 0 | 0
7.1 | 205030000 | TMT bars conforming to IS-1786, grade Fe-500D | [8 empty] | MT. | 15 | 60000 | 2520 | 2966.4 | 0 | 0 | 65486.4 | 982296
8 | 205030000 | Supplying, fabricating, assembling, hoisting / erecting and fixing in position at locations specified below, structural steel works of MS rolled single / built-up sections conforming to IS 2062 | [8 empty] | Nil | 0 | 0 | 0 | 0 | 0 | 0 | 0 | 0
8.1 | 205030000 | In supporting MS angle frames, nosing for storm water drains including embedments, inserts etc. | [8 empty] | MT. | 3.5 | 96170 | 4039.14 | 4754.6448 | 0 | 0 | 104963.7848 | 367373
9 | 205030000 | Extra over item 8.0 above for providing and applying two coats of synthetic enamel paint | [8 empty] | MT. | 3.5 | 4970 | 208.74 | 245.7168 | 0 | 0 | 5424.4568 | 18986
10 | 205030000 | Supplying & filling coarse aggregate filter media of average size 150mm including | [8 empty] | Cum. | 88 | 2569 | 107.898 | 127.0114 | 0 | 0 | 2803.9094 | 246744
11 | 205030000 | Supplying & filling coarse aggregate filling 40mm to 60mm size | [8 empty] | Cum. | 88 | 2569 | 107.898 | 127.0114 | 0 | 0 | 2803.9094 | 246744
12 | 205030000 | Providing and Constructing 1500x1000mm Inspection Chamber upto 1500mm | [8 empty] | Each | 12 | 9940 | 417.48 | 491.4336 | 0 | 0 | 10848.9136 | 130187
V | 208000000 | For Vastu Work | [8 empty] | Nil | 0 | 0 | 0 | 0 | 0 | 0 | 0 | 0
I | 208000000 | EXCAVATION | [8 empty] | Nil | 0 | 0 | 0 | 0 | 0 | 0 | 0 | 0
1 | 208000000 | Earthwork in mass excavation for basement | [8 empty] | Nil | 0 | 0 | 0 | 0 | 0 | 0 | 0 | 0
1.1 | 208000000 | In all types of ordinary and hard soils - | [8 empty] | Nil | 0 | 0 | 0 | 0 | 0 | 0 | 0 | 0
1.1.1 | 208000000 | Upto the specified RL for all depths | [8 empty] | Cum. | 0 | 85 | 3.57 | 4.2024 | 0 | 0 | 92.7724 | 0
VI | 208000000 | MASONRY | [8 empty] | Nil | 0 | 0 | 0 | 0 | 0 | 0 | 0 | 0
1 | 208000000 | Providing and constructing Brick Masonry, with locally available first quality bricks of class designation 75 in cement mortar CM 1:6 (1 cement : 6 coarse sand) | [8 empty] | Nil | 0 | 0 | 0 | 0 | 0 | 0 | 0 | 0
1.1 | 208000000 | 230mm thick and above (nominal dimension) Brick Masonry ( In basement) | [8 empty] | Cum. | 0 | 5079 | 213.318 | 251.1058 | 0 | 0 | 5543.4238 | 0
2 | 208000000 | Providing and constructing Brick masonry in 115mm thick at all levels with locally available first quality bricks in cement mortar CM 1:4 (1 cement : 4 coarse sand) (In superstructure) | [8 empty] | Sqm. | 0 | 858 | 36.036 | 42.4195 | 0 | 0 | 936.4555 | 0
VII | 208000000 | INTERNAL PLASTERING | [8 empty] | Nil | 0 | 0 | 0 | 0 | 0 | 0 | 0 | 0
1 | 208000000 | Providing and applying 15mm thick plaster in cement mortar 1:4 (1 cement : 4 fine sand); to internal surfaces (For internal concrete & masonry surfaces in basements) | [8 empty] | Sqm. | 0 | 229 | 9.618 | 11.3218 | 0 | 0 | 249.9398 | 0
II | 208000000 | STRUCTURAL STEEL | [8 empty] | Nil | 0 | 0 | 0 | 0 | 0 | 0 | 0 | 0
1 | 208000000 | Supplying, fabricating, assembling, hoisting / erecting and fixing in position at locations specified below, structural steel works of MS rolled single / built-up sections conforming to IS 2062, | [8 empty] | Nil | 0 | 0 | 0 | 0 | 0 | 0 | 0 | 0
1.1 | 208000000 | In MS angles for column guards, nosing in trench walls, steps etc. | [8 empty] | MT. | 0 | 90490 | 3800.58 | 4473.8256 | 0 | 0 | 98764.4056 | 0

## Certification
Scenario 4
Single rate for supply + install | [21 empty] | 0 | 0 | 0 | 0 | 0 | 0
|  | UNIQUE IDENTIFIERS | [8 empty] | UOM | QTY
Sr. No. | Item Range Code | Description | Area | Make | Model No./ Product Code | Tag/ Item No. | ITC HS Code | Country of Origin | Port of Loading | User defined column |  |  | Supply + Installation Rate | [6 empty] | CERTIFICATION
[13 empty] | Basic Rate | VAT | Service | CESS | Other | supply + Installation total | Amount | COP Percentage | COP Quantity | COP Basic | COP VAT | COP SERVICE | COP CESS | COP Others | COP TOTAL
A | 203010000 | BASEMENT WORKS | [8 empty] | Nil | 0 | 0 | 0 | 0 | 0 | 0 | 0 | 0 | 0 | 0 | 0 | 0 | 0 | 0 | 0 | 0
I | 203010000 | EXCAVATION | [8 empty] | Nil | 0 | 0 | 0 | 0 | 0 | 0 | 0 | 0 | 0 | 0 | 0 | 0 | 0 | 0 | 0 | 0
1 | 203010000 | Earthwork in mass excavation for basement | [8 empty] | Nil | 0 | 0 | 0 | 0 | 0 | 0 | 0 | 0 | 0 | 0 | 0 | 0 | 0 | 0 | 0 | 0
1.1 | 203010000 | In all types of ordinary and hard soils - | [8 empty] | Nil | 0 | 0 | 0 | 0 | 0 | 0 | 0 | 0 | 0 | 0 | 0 | 0 | 0 | 0 | 0 | 0
1.1.1 | 203010000 | Upto the specified RL for all depths | [8 empty] | Cum. | 64053 | 85 | 3.57 | 4.2024 | 0 | 0 | 92.7724 | 5942351 | 0 | 0 | 0 | 0 | 0 | 0 | 0 | 0
1.2 | 203010000 | In Soft and decomposed rock - | [8 empty] | Nil | 0 | 0 | 0 | 0 | 0 | 0 | 0 | 0 | 0 | 0 | 0 | 0 | 0 | 0 | 0 | 0
1.2.1 | 203010000 | Upto the specified RL for all depths | [8 empty] | Cum. | 0 | 106 | 4.452 | 5.2406 | 0 | 0 | 115.6926 | 0 | 0 | 0 | 0 | 0 | 0 | 0 | 0 | 0
2 | 203010000 | Disposal of surplus excavated materials | [8 empty] | Nil | 0 | 0 | 0 | 0 | 0 | 0 | 0 | 0 | 0 | 0 | 0 | 0 | 0 | 0 | 0 | 0
2.1 | 203010000 | Disposal of excavated materials to dumping ground as arranged by the contractor | [8 empty] | Cum. | 64053 | 28 | 1.176 | 1.3843 | 0 | 0 | 30.5603 | 1957480 | 0 | 0 | 0 | 0 | 0 | 0 | 0 | 0
3 | 203010000 | Backfilling of sides of structures | [8 empty] | Nil | 0 | 0 | 0 | 0 | 0 | 0 | 0 | 0 | 0 | 0 | 0 | 0 | 0 | 0 | 0 | 0
3.1 | 203010000 | Backfilling with selected approved earth available from the site excavation | [8 empty] | Cum. | 0 | 56 | 2.352 | 2.7686 | 0 | 0 | 61.1206 | 0 | 0 | 0 | 0 | 0 | 0 | 0 | 0 | 0
3.2 | 203010000 | Backfilling with selected approved earth brought from outside. | [8 empty] | Cum. | 13239 | 234 | 9.828 | 11.569 | 0 | 0 | 255.397 | 3381200 | 0 | 0 | 0 | 0 | 0 | 0 | 0 | 0
4 | 203010000 | Providing and laying dry stone packing | [8 empty] | Cum. | 0 | 2557 | 107.394 | 126.4181 | 0 | 0 | 2790.8121 | 0 | 0 | 0 | 0 | 0 | 0 | 0 | 0 | 0
5 | 203010000 | Designing, Installing, maintaining suitable earth retaining / shoring system | [8 empty] | Sqm. | 3796 | 568 | 23.856 | 28.0819 | 0 | 0 | 619.9379 | 2353284 | 0 | 0 | 0 | 0 | 0 | 0 | 0 | 0
II | 203010000 | ANTI-TERMITE TREATMENT | [8 empty] | Nil | 0 | 0 | 0 | 0 | 0 | 0 | 0 | 0 | 0 | 0 | 0 | 0 | 0 | 0 | 0 | 0
1 | 203010000 | Providing pre-constructional Anti-termite treatment | [8 empty] | Sqm. | 3503 | 99 | 4.158 | 4.8946 | 0 | 0 | 108.0526 | 378508 | 0 | 0 | 0 | 0 | 0 | 0 | 0 | 0
III | 203020000 | PLAIN CEMENT CONCRETE | [8 empty] | Nil | 0 | 0 | 0 | 0 | 0 | 0 | 0 | 0 | 0 | 0 | 0 | 0 | 0 | 0 | 0 | 0
1 | 203020000 | Providing and laying in position ready mixed plain cement concrete | [8 empty] | Nil | 0 | 0 | 0 | 0 | 0 | 0 | 0 | 0 | 0 | 0 | 0 | 0 | 0 | 0 | 0 | 0
1.1 | 203020000 | In foundation pits, footings, rafts etc. | [8 empty] | Cum. | 568 | 6468 | 271.656 | 319.7779 | 0 | 0 | 7059.4339 | 4009758 | 0 | 0 | 0 | 0 | 0 | 0 | 0 | 0
1.2 | 203020000 | In plinth protection | [8 empty] | Cum. | 30 | 6468 | 271.656 | 319.7779 | 0 | 0 | 7059.4339 | 211783 | 0 | 0 | 0 | 0 | 0 | 0 | 0 | 0
1.3 | 203020000 | Over plum concrete filling in Basement-3 (as a levelling base for tre-mix flooring) | [8 empty] | Cum. | 255 | 6468 | 271.656 | 319.7779 | 0 | 0 | 7059.4339 | 1800156 | 0 | 0 | 0 | 0 | 0 | 0 | 0 | 0
1.4 | 203020000 | In copings to parapets, bund walls, sills etc. | [8 empty] | Cum. | 3 | 6503 | 273.126 | 321.5083 | 0 | 0 | 7097.6343 | 21293 | 0 | 0 | 0 | 0 | 0 | 0 | 0 | 0
2 | 203010000 | Earthwork in filling over raft slab or any other location as directed | [8 empty] | Nil | 0 | 0 | 0 | 0 | 0 | 0 | 0 | 0 | 0 | 0 | 0 | 0 | 0 | 0 | 0 | 0
2.1 | 203010000 | Filling with selected approved local river sand brought from outside. | [8 empty] | Cum. | 1868 | 1087 | 45.654 | 53.7413 | 0 | 0 | 1186.3953 | 2216186 | 0 | 0 | 0 | 0 | 0 | 0 | 0 | 0
3 | 203020000 | Providing & laying 50 to 70 mm thick Screed Concrete (1:2:4) | [8 empty] | Cum. | 0 | 6489 | 272.538 | 320.8162 | 0 | 0 | 7082.3542 | 0 | 0 | 0 | 0 | 0 | 0 | 0 | 0 | 0
IV | 203030000 | REINFORCED CEMENT CONCRETE | [8 empty] | Nil | 0 | 0 | 0 | 0 | 0 | 0 | 0 | 0 | 0 | 0 | 0 | 0 | 0 | 0 | 0 | 0
1 | 203030000 | Providing and laying in position ready mixed cement concrete (RMC) | [8 empty] | Nil | 0 | 0 | 0 | 0 | 0 | 0 | 0 | 0 | 0 | 0 | 0 | 0 | 0 | 0 | 0 | 0
1.1 | 203030000 | For all RCC elements (as mentioned below) - UPTO GROUND FLOOR LEVEL | [8 empty] | Nil | 0 | 0 | 0 | 0 | 0 | 0 | 0 | 0 | 0 | 0 | 0 | 0 | 0 | 0 | 0 | 0
1.1.1 | 203030000 | In footings, pedestals, strip footings, equipment foundations etc. | [8 empty] | Cum. | 1091 | 7618 | 319.956 | 376.6339 | 0 | 0 | 8314.5899 | 9071218 | 0 | 0 | 0 | 0 | 0 | 0 | 0 | 0
1.1.2 | 203030000 | In raft slabs | [8 empty] | Cum. | 2460 | 7618 | 319.956 | 376.6339 | 0 | 0 | 8314.5899 | 20453891 | 0 | 0 | 0 | 0 | 0 | 0 | 0 | 0
1.1.3 | 203030000 | In columns in a square / rectangular profile | [8 empty] | Cum. | 456 | 7689 | 322.938 | 380.1442 | 0 | 0 | 8392.0822 | 3826789 | 0 | 0 | 0 | 0 | 0 | 0 | 0 | 0
1.1.4 | 203030000 | In columns in a circular profile | [8 empty] | Cum. | 0 | 7703 | 323.526 | 380.8363 | 0 | 0 | 8407.3623 | 0 | 0 | 0 | 0 | 0 | 0 | 0 | 0 | 0
1.1.5 | 203030000 | In floor beams, tie-beams etc. in straight profile | [8 empty] | Cum. | 528 | 7653 | 321.426 | 378.3643 | 0 | 0 | 8352.7903 | 4410273 | 0 | 0 | 0 | 0 | 0 | 0 | 0 | 0
1.1.6 | 203030000 | In floor beams in curved profile | [8 empty] | Cum. | 35 | 7668 | 322.056 | 379.1059 | 0 | 0 | 8369.1619 | 292921 | 0 | 0 | 0 | 0 | 0 | 0 | 0 | 0
1.1.7 | 203030000 | In basement retaining walls including chamfers, counterforts etc. | [8 empty] | Cum. | 1453 | 7689 | 322.938 | 380.1442 | 0 | 0 | 8392.0822 | 12193695 | 0 | 0 | 0 | 0 | 0 | 0 | 0 | 0
1.1.8 | 203030000 | In lift walls, shear walls, parapet walls etc. | [8 empty] | Cum. | 320 | 7689 | 322.938 | 380.1442 | 0 | 0 | 8392.0822 | 2685466 | 0 | 0 | 0 | 0 | 0 | 0 | 0 | 0
1.1.9 | 203030000 | In floor slabs in a horizontal / straight profile | [8 empty] | Cum. | 1608 | 7653 | 321.426 | 378.3643 | 0 | 0 | 8352.7903 | 13431287 | 0 | 0 | 0 | 0 | 0 | 0 | 0 | 0
1.1.10 | 203030000 | In floor slabs, ramp slabs in a sloping / inclined profile | [8 empty] | Cum. | 25 | 7668 | 322.056 | 379.1059 | 0 | 0 | 8369.1619 | 209229 | 0 | 0 | 0 | 0 | 0 | 0 | 0 | 0
1.1.11 | 203030000 | In stairway waist slabs including steps and midlandings. | [8 empty] | Cum. | 55 | 7653 | 321.426 | 378.3643 | 0 | 0 | 8352.7903 | 459403 | 0 | 0 | 0 | 0 | 0 | 0 | 0 | 0
1.1.12 | 203030000 | In drop pardis, fins, suspenders, gutters, architraves, upstands etc. | [8 empty] | Cum. | 6 | 7689 | 322.938 | 380.1442 | 0 | 0 | 8392.0822 | 50352 | 0 | 0 | 0 | 0 | 0 | 0 | 0 | 0
1.1.13 | 203030000 | In canopies, chajjas, ledges, lofts etc. | [8 empty] | Cum. | 2 | 7689 | 322.938 | 380.1442 | 0 | 0 | 8392.0822 | 16784 | 0 | 0 | 0 | 0 | 0 | 0 | 0 | 0
1.1.14 | 203030000 | In wall stiffeners, lintels, bands etc. | [8 empty] | Cum. | 3 | 7710 | 323.82 | 381.1824 | 0 | 0 | 8415.0024 | 25245 | 0 | 0 | 0 | 0 | 0 | 0 | 0 | 0
1.1.15 | 203030000 | In sills, copings, bund walls etc. | [8 empty] | Cum. | 3 | 7710 | 323.82 | 381.1824 | 0 | 0 | 8415.0024 | 25245 | 0 | 0 | 0 | 0 | 0 | 0 | 0 | 0
2 | 203030000 | Add or deduct over item 1.0 above for providing following grades of concrete for any item of work instead of M-30 Grade concrete. | [8 empty] | Nil | 0 | 0 | 0 | 0 | 0 | 0 | 0 | 0 | 0 | 0 | 0 | 0 | 0 | 0 | 0 | 0
2.1 | 203030000 | In M-25 Grade | [8 empty] | Cum. | 14 | -400 | -16.8 | -19.776 | 0 | 0 | -436.576 | -6112 | 0 | 0 | 0 | 0 | 0 | 0 | 0 | 0
2.2 | 203030000 | In M-35 Grade | [8 empty] | Cum. | 0 | 212 | 8.904 | 10.4813 | 0 | 0 | 231.3853 | 0 | 0 | 0 | 0 | 0 | 0 | 0 | 0 | 0
2.3 | 203030000 | In M-40 Grade | [8 empty] | Cum. | 621 | 444 | 18.648 | 21.9514 | 0 | 0 | 484.5994 | 300936 | 0 | 0 | 0 | 0 | 0 | 0 | 0 | 0
2.4 | 203030000 | In M-45 Grade | [8 empty] | Cum. | 0 | 705 | 29.61 | 34.8552 | 0 | 0 | 769.4652 | 0 | 0 | 0 | 0 | 0 | 0 | 0 | 0 | 0
2.5 | 203030000 | In M-50 Grade | [8 empty] | Cum. | 155 | 1481 | 62.202 | 73.2206 | 0 | 0 | 1616.4226 | 250546 | 0 | 0 | 0 | 0 | 0 | 0 | 0 | 0
3 | 203040000 | Providing & fixing in position, centering and shuttering including | [8 empty] | Nil | 0 | 0 | 0 | 0 | 0 | 0 | 0 | 0 | 0 | 0 | 0 | 0 | 0 | 0 | 0 | 0
3.1 | 203040000 | For all Centering & Shuttering Work (as mentioned below) - UPTO GROUND FLOOR LEVEL | [8 empty] | Nil | 0 | 0 | 0 | 0 | 0 | 0 | 0 | 0 | 0 | 0 | 0 | 0 | 0 | 0 | 0 | 0
3.1.1 | 203040000 | In PCC work below foundation pits, footings, rafts, for plinth protection, copings, sills etc. | [8 empty] | Sqm. | 342 | 364 | 15.288 | 17.9962 | 0 | 0 | 397.2842 | 135871 | 0 | 0 | 0 | 0 | 0 | 0 | 0 | 0
3.1.2 | 203040000 | In footings, pedestals, strip footings, equipment foundations etc. | [8 empty] | Sqm. | 975 | 364 | 15.288 | 17.9962 | 0 | 0 | 397.2842 | 387352 | 0 | 0 | 0 | 0 | 0 | 0 | 0 | 0
3.1.3 | 203040000 | In raft slabs | [8 empty] | Sqm. | 1193 | 364 | 15.288 | 17.9962 | 0 | 0 | 397.2842 | 473960 | 0 | 0 | 0 | 0 | 0 | 0 | 0 | 0
3.1.4 | 203040000 | In columns in a square / rectangular profile | [8 empty] | Sqm. | 2430 | 470 | 19.74 | 23.2368 | 0 | 0 | 512.9768 | 1246534 | 0 | 0 | 0 | 0 | 0 | 0 | 0 | 0
3.1.5 | 203040000 | In columns in a circular profile | [8 empty] | Sqm. | 0 | 484 | 20.328 | 23.929 | 0 | 0 | 528.257 | 0 | 0 | 0 | 0 | 0 | 0 | 0 | 0 | 0
3.1.6 | 203040000 | In floor beams, tie-beams etc. in straight profile | [8 empty] | Sqm. | 4259 | 448 | 18.816 | 22.1491 | 0 | 0 | 488.9651 | 2082502 | 0 | 0 | 0 | 0 | 0 | 0 | 0 | 0
3.1.7 | 203040000 | In floor beams in curved profile | [8 empty] | Sqm. | 292 | 462 | 19.404 | 22.8413 | 0 | 0 | 504.2453 | 147240 | 0 | 0 | 0 | 0 | 0 | 0 | 0 | 0
3.1.8 | 203040000 | In basement retaining walls including chamfers, counterforts etc. (Provision of necessary staging for external face of the retaining wall shall be included in the item) | [8 empty] | Sqm. | 6971 | 484 | 20.328 | 23.929 | 0 | 0 | 528.257 | 3682479 | 0 | 0 | 0 | 0 | 0 | 0 | 0 | 0
3.1.9 | 203040000 | In lift walls, shear walls, parapet walls etc. | [8 empty] | Sqm. | 2464 | 484 | 20.328 | 23.929 | 0 | 0 | 528.257 | 1301625 | 0 | 0 | 0 | 0 | 0 | 0 | 0 | 0
3.1.10 | 203040000 | In floor slabs in a horizontal / straight profile | [8 empty] | Sqm. | 8161 | 448 | 18.816 | 22.1491 | 0 | 0 | 488.9651 | 3990444 | 0 | 0 | 0 | 0 | 0 | 0 | 0 | 0
3.1.1a | 203040000 | Amount hold for dishuttering | [8 empty] | Sqm. | 0 | 448 | 18.816 | 22.1491 | 0 | 0 | 488.9651 | 0 | 0 | 0 | 0 | 0 | 0 | 0 | 0 | 0
3.1.11 | 203040000 | In floor slabs, ramp slabs in a sloping / inclined profile | [8 empty] | Sqm. | 210 | 462 | 19.404 | 22.8413 | 0 | 0 | 504.2453 | 105892 | 0 | 0 | 0 | 0 | 0 | 0 | 0 | 0
3.1.12 | 203040000 | In stairway waist slabs including steps and midlandings. | [8 empty] | Sqm. | 400 | 462 | 19.404 | 22.8413 | 0 | 0 | 504.2453 | 201698 | 0 | 0 | 0 | 0 | 0 | 0 | 0 | 0
3.1.13 | 203040000 | In drop pardis, fins, suspenders, gutters, architraves, upstands etc. | [8 empty] | Sqm. | 64 | 491 | 20.622 | 24.275 | 0 | 0 | 535.897 | 34297 | 0 | 0 | 0 | 0 | 0 | 0 | 0 | 0
3.1.14 | 203040000 | In canopies, chajjas, ledges, lofts etc. | [8 empty] | Sqm. | 19 | 491 | 20.622 | 24.275 | 0 | 0 | 535.897 | 10182 | 0 | 0 | 0 | 0 | 0 | 0 | 0 | 0
3.1.15 | 203040000 | In wall stiffeners, lintels, bands etc. | [8 empty] | Sqm. | 31 | 491 | 20.622 | 24.275 | 0 | 0 | 535.897 | 16613 | 0 | 0 | 0 | 0 | 0 | 0 | 0 | 0
3.1.16 | 203040000 | In sills, copings, bund walls etc. | [8 empty] | Sqm. | 34 | 491 | 20.622 | 24.275 | 0 | 0 | 535.897 | 18220 | 0 | 0 | 0 | 0 | 0 | 0 | 0 | 0
3.1.17 | 203040000 | Part rate shuttering as perJMR | [8 empty] | Sqm. | 0 | 448 | 18.816 | 22.1491 | 0 | 0 | 488.9651 | 0 | 0 | 0 | 0 | 0 | 0 | 0 | 0 | 0
4 | 203040000 | Extra over Item 3.0 above for staging / additional height in centering, shuttering in suspended floors, roofs, landings, beams and cantilevers | [8 empty] | Nil | 0 | 0 | 0 | 0 | 0 | 0 | 0 | 0 | 0 | 0 | 0 | 0 | 0 | 0 | 0 | 0
4.1 | 203040000 | Staging / additional height in centering, shuttering upto a total height of 3.95m i.e. additional 0.45m over initial height of 3.5m. (In upper basement B1) | [8 empty] | Sqm. | 2262 | 113 | 4.746 | 5.5867 | 0 | 0 | 123.3327 | 278979 | 0 | 0 | 0 | 0 | 0 | 0 | 0 | 0
4.2 | 203040000 | Staging / additional height in centering, shuttering upto a total height of 4.05m i.e. additional 0.55m over initial height of 3.5m. (In parking areas of all basement B3, B2 & B1) | [8 empty] | Sqm. | 4056 | 141 | 5.922 | 6.971 | 0 | 0 | 153.893 | 624190 | 0 | 0 | 0 | 0 | 0 | 0 | 0 | 0
4.3 | 203040000 | Staging / additional height in centering, shuttering upto a total height of 4.75m i.e. additional 1.25m over initial height of 3.5m. (In upper basement B1 - Kitchen Area) | [8 empty] | Sqm. | 248 | 176 | 7.392 | 8.7014 | 0 | 0 | 192.0934 | 47639 | 0 | 0 | 0 | 0 | 0 | 0 | 0 | 0
4.4 | 203040000 | Staging / additional height in centering, shuttering upto a total height of 4.85m i.e. additional 1.35m over initial height of 3.5m. (In upper basement B1 - Toilet Area) | [8 empty] | Sqm. | 73 | 212 | 8.904 | 10.4813 | 0 | 0 | 231.3853 | 16891 | 0 | 0 | 0 | 0 | 0 | 0 | 0 | 0
4.5 | 203040000 | Staging / additional height in centering, shuttering upto a total height of 5.85m i.e. additional 2.35m over initial height of 3.5m. (In lower basement B3 - Service Rooms) | [8 empty] | Sqm. | 1248 | 268 | 11.256 | 13.2499 | 0 | 0 | 292.5059 | 365047 | 0 | 0 | 0 | 0 | 0 | 0 | 0 | 0
4.6 | 203040000 | Staging / additional height in centering, shuttering upto a total height of 8.15m i.e. additional 4.65m over initial height of 3.5m. (In middle basement B2 - Service Rooms) | [8 empty] | Sqm. | 143 | 353 | 14.826 | 17.4523 | 0 | 0 | 385.2783 | 55095 | 0 | 0 | 0 | 0 | 0 | 0 | 0 | 0
5 | 203050000 | Providing and fixing in position following steel reinforcement bars | [8 empty] | Nil | 0 | 0 | 0 | 0 | 0 | 0 | 0 | 0 | 0 | 0 | 0 | 0 | 0 | 0 | 0 | 0
5.1 | 203050000 | TMT bars conforming to IS-1786, grade Fe-500D | [8 empty] | MT. | 979 | 60000 | 2520 | 2966.4 | 0 | 0 | 65486.4 | 64111186 | 0 | 0 | 0 | 0 | 0 | 0 | 0 | 0
| 203050000 | Alternate to Item 5.1 above | [8 empty] | Nil | 0 | 0 | 0 | 0 | 0 | 0 | 0 | 0 | 0 | 0 | 0 | 0 | 0 | 0 | 0 | 0
5.2 | 203050000 | Taking delivery of steel reinforcement bars (tested quality) at site, (UPTO GROUND FLOOR LEVEL) | [8 empty] | Nil | 0 | 0 | 0 | 0 | 0 | 0 | 0 | 0 | 0 | 0 | 0 | 0 | 0 | 0 | 0 | 0
5.2.1 | 203050000 | TMT bars conforming to IS-1786, grade Fe-500D | [8 empty] | MT. | 0 | 18000 | 756 | 889.92 | 0 | 0 | 19645.92 | 0 | 0 | 0 | 0 | 0 | 0 | 0 | 0 | 0
6 | 203110000 | Providing and casting Pre-cast RCC in any size and thickness in M20 grade concrete | [8 empty] | Nil | 0 | 0 | 0 | 0 | 0 | 0 | 0 | 0 | 0 | 0 | 0 | 0 | 0 | 0 | 0 | 0
6.1 | 203110000 | In pre-cast RCC cover slabs, lintels etc. | [8 empty] | Cum. | 15 | 12102 | 508.284 | 598.3229 | 0 | 0 | 13208.6069 | 198129 | 0 | 0 | 0 | 0 | 0 | 0 | 0 | 0
6.2 | 203110000 | In pre-cast RCC gratings, trench covers etc. | [8 empty] | Cum. | 5 | 11820 | 496.44 | 584.3808 | 0 | 0 | 12900.8208 | 64504 | 0 | 0 | 0 | 0 | 0 | 0 | 0 | 0
7 | 203110000 | Providing & mixing pure acrylic based Polymer Modified Cementitious water proofing compound | [8 empty] | Kg. | 2250 | 85 | 3.57 | 4.2024 | 0 | 0 | 92.7724 | 208738 | 0 | 0 | 0 | 0 | 0 | 0 | 0 | 0
8 | 203110000 | Providing and laying 100mm thick Vacuum Dewatered Flooring | [8 empty] | Nil | 0 | 0 | 0 | 0 | 0 | 0 | 0 | 0 | 0 | 0 | 0 | 0 | 0 | 0 | 0 | 0
8.1 | 203110000 | In lower Basement- 3 | [8 empty] | Sqm. | 2696 | 1164 | 48.888 | 57.5482 | 0 | 0 | 1270.4362 | 3425096 | 0 | 0 | 0 | 0 | 0 | 0 | 0 | 0
8.2 | 203110000 | In middle Basement- 2 | [8 empty] | Sqm. | 1963 | 1192 | 50.064 | 58.9325 | 0 | 0 | 1300.9965 | 2553856 | 0 | 0 | 0 | 0 | 0 | 0 | 0 | 0
8.3 | 203110000 | In upper Basement- 1 | [8 empty] | Sqm. | 1706 | 1220 | 51.24 | 60.3168 | 0 | 0 | 1331.5568 | 2271636 | 0 | 0 | 0 | 0 | 0 | 0 | 0 | 0
V | 203060000 | STRUCTURAL STEEL | [8 empty] | Nil | 0 | 0 | 0 | 0 | 0 | 0 | 0 | 0 | 0 | 0 | 0 | 0 | 0 | 0 | 0 | 0
1 | 203060000 | Supplying, fabricating, assembling, hoisting / erecting and fixing in position at locations specified below, structural steel works of MS rolled single / built-up sections conforming to IS 2062 | [8 empty] | Nil | 0 | 0 | 0 | 0 | 0 | 0 | 0 | 0 | 0 | 0 | 0 | 0 | 0 | 0 | 0 | 0
1.1 | 203060000 | In MS supporting system for lift -out slab cover at ground floor level etc. | [8 empty] | MT. | 3 | 95492 | 4010.664 | 4721.1245 | 0 | 0 | 104223.7885 | 312671 | 0 | 0 | 0 | 0 | 0 | 0 | 0 | 0
1.2 | 203060000 | In MS angles for protecting edges of concrete walls, columns, nosing in trench walls, lift-out slab, steps etc. | [8 empty] | MT. | 6 | 89782 | 3770.844 | 4438.8221 | 0 | 0 | 97991.6661 | 587950 | 0 | 0 | 0 | 0 | 0 | 0 | 0 | 0
1.3 | 203060000 | In MS supporting system for monorail | [8 empty] | MT. | 12 | 96479 | 4052.118 | 4769.9218 | 0 | 0 | 105301.0398 | 1263612 | 0 | 0 | 0 | 0 | 0 | 0 | 0 | 0
1.4 | 203060000 | In MS base plates, gusset plates, connecting plates etc. | [8 empty] | MT. | 2 | 97537 | 4096.554 | 4822.2293 | 0 | 0 | 106455.7833 | 212912 | 0 | 0 | 0 | 0 | 0 | 0 | 0 | 0
1.5 | 203060000 | In MS gratings, with hot dip galvanizing, etc. all as shown in drawing and as directed by the Engineer. | [8 empty] | MT. | 7 | 102542 | 4306.764 | 5069.6765 | 0 | 0 | 111918.4405 | 783429 | 0 | 0 | 0 | 0 | 0 | 0 | 0 | 0
2 | 203060000 | Supplying, fabricating, assembling, hoisting / erecting and fixing in position at all heights / levels and with all leads, structural steel works of MS tubular works of medium grade conforming to IS 1239, | [8 empty] | Nil | 0 | 0 | 0 | 0 | 0 | 0 | 0 | 0 | 0 | 0 | 0 | 0 | 0 | 0 | 0 | 0
2.1 | 203060000 | In railing / hand rails at all levels for balustrades, verticals / posts including necessary approved anchor fasteners (manufactured by HILTI or approved equivalent), insert plates, scaffolding / staging etc. all complete as directed by the Engineer. (For service staircases in basements) | [8 empty] | MT. | 4 | 98594 | 4140.948 | 4874.4874 | 0 | 0 | 107609.4354 | 430438 | 0 | 0 | 0 | 0 | 0 | 0 | 0 | 0
3 | 203060000 | Providing and applying two coats of synthetic enamel paint over a coat of zinc chromate primer including surface preparation etc. complete all as directed by the Engineer for Items 1.0 & 2.0 above. | [8 empty] | MT. | 34 | 4935 | 207.27 | 243.9864 | 0 | 0 | 5386.2564 | 183133 | 0 | 0 | 0 | 0 | 0 | 0 | 0 | 0
4 | 203060000 | Extra over Items 3.0 above for providing and applying two coats of approved epoxy paint of approved colour including a coat of epoxy primer, cleaning and preparing the surfaces, filling the crevices with approved filler, scaffolding / staging etc. complete all as per specifications of the manufacturer. | [8 empty] | MT. | 0 | 9870 | 414.54 | 487.9728 | 0 | 0 | 10772.5128 | 0 | 0 | 0 | 0 | 0 | 0 | 0 | 0 | 0
5 | 203060000 | Providing, fabricating and fixing MS embedments comprising of insert plates, bolts, nuts, washers and holdfasts including necessary welding, etc. | [8 empty] | MT. | 8 | 98594 | 4140.948 | 4874.4874 | 0 | 0 | 107609.4354 | 860875 | 0 | 0 | 0 | 0 | 0 | 0 | 0 | 0
6 | 203060000 | Supplying & fixing approved foundation bolts and nuts | [8 empty] | Kg. | 250 | 126 | 5.292 | 6.2294 | 0 | 0 | 137.5214 | 34380 | 0 | 0 | 0 | 0 | 0 | 0 | 0 | 0
7 | 203060000 | Supplying & fixing high tensile bolts with hexagonal nuts, | [8 empty] | Kg. | 350 | 178 | 7.476 | 8.8003 | 0 | 0 | 194.2763 | 67997 | 0 | 0 | 0 | 0 | 0 | 0 | 0 | 0
8 | 203060000 | Supply, Installation and Commissioning of chain pulley block of 12.0 MT capacity, conforming to IS : 3832, | [8 empty] | Each | 1 | 127800 | 5367.6 | 6318.432 | 0 | 0 | 139486.032 | 139486 | 0 | 0 | 0 | 0 | 0 | 0 | 0 | 0
9 | 203060000 | Supply, Installation and Commissioning of chain pulley block of 10.0 MT capacity, | [8 empty] | Each | 2 | 89460 | 3757.32 | 4422.9024 | 0 | 0 | 97640.2224 | 195280 | 0 | 0 | 0 | 0 | 0 | 0 | 0 | 0
10 | 203060000 | Grouting below base plates of columns, equipments, around the foundation bolts, | [8 empty] | Kg | 200 | 27 | 1.134 | 1.3349 | 0 | 0 | 29.4689 | 5894 | 0 | 0 | 0 | 0 | 0 | 0 | 0 | 0
11 | 203060000 | Supplying and fixing standard steel rolling shutters | [8 empty] | Nil | 0 | 0 | 0 | 0 | 0 | 0 | 0 | 0 | 0 | 0 | 0 | 0 | 0 | 0 | 0 | 0
11.1 | 203060000 | Shutter with 25% grill opening and with motorised operation arrangement. | [8 empty] | Sqm. | 60 | 4260 | 178.92 | 210.6144 | 0 | 0 | 4649.5344 | 278972 | 0 | 0 | 0 | 0 | 0 | 0 | 0 | 0
VI | 203070000 | MASONRY | [8 empty] | Nil | 0 | 0 | 0 | 0 | 0 | 0 | 0 | 0 | 0 | 0 | 0 | 0 | 0 | 0 | 0 | 0
1 | 203070000 | Providing and constructing Brick Masonry, with locally available first quality bricks of class designation 75 in cement mortar CM 1:6 (1 cement : 6 coarse sand) | [8 empty] | Nil | 0 | 0 | 0 | 0 | 0 | 0 | 0 | 0 | 0 | 0 | 0 | 0 | 0 | 0 | 0 | 0
1.1 | 203070000 | 230mm thick and above (nominal dimension) Brick Masonry ( In basement) | [8 empty] | Cum. | 715 | 5079 | 213.318 | 251.1058 | 0 | 0 | 5543.4238 | 3963548 | 0 | 0 | 0 | 0 | 0 | 0 | 0 | 0
2 | 203070000 | Providing and constructing Brick masonry in 115mm thick at all levels with locally available first quality bricks in cement mortar CM 1:4 (1 cement : 4 coarse sand) (In superstructure) | [8 empty] | Sqm. | 524 | 858 | 36.036 | 42.4195 | 0 | 0 | 936.4555 | 490703 | 0 | 0 | 0 | 0 | 0 | 0 | 0 | 0
3 | 203070000 | Providing and constructing precast concrete solid block masonry in cement mortar 1:6 (1 cement : 6 coarse sand) | [8 empty] | Nil | 0 | 0 | 0 | 0 | 0 | 0 | 0 | 0 | 0 | 0 | 0 | 0 | 0 | 0 | 0 | 0
3.1 | 203070000 | In 200mm thick or above (nominal dimension) precast solid concrete block masonry (In basements) | [8 empty] | Sqm. | 748 | 1833 | 76.986 | 90.6235 | 0 | 0 | 2000.6095 | 1496456 | 0 | 0 | 0 | 0 | 0 | 0 | 0 | 0
3.2 | 203070000 | In 150mm thick (nominal dimension) precast solid concrete block masonry (In basements) | [8 empty] | Sqm. | 687 | 1572 | 66.024 | 77.7197 | 0 | 0 | 1715.7437 | 1178716 | 0 | 0 | 0 | 0 | 0 | 0 | 0 | 0
4 | 203070000 | Providing and constructing precast solid block masonry in cement mortar 1:4 (1 cement : 4 coarse sand) | [8 empty] | Nil | 0 | 0 | 0 | 0 | 0 | 0 | 0 | 0 | 0 | 0 | 0 | 0 | 0 | 0 | 0 | 0
4.1 | 203070000 | In 100mm thick (nominal dimension) precast solid concrete block masonry (In basements) | [8 empty] | Sqm. | 30 | 1256 | 52.752 | 62.0966 | 0 | 0 | 1370.8486 | 41125 | 0 | 0 | 0 | 0 | 0 | 0 | 0 | 0
VII | 203070000 | INTERNAL PLASTERING | [8 empty] | Nil | 0 | 0 | 0 | 0 | 0 | 0 | 0 | 0 | 0 | 0 | 0 | 0 | 0 | 0 | 0 | 0
1 | 203070000 | Providing and applying 15mm thick plaster in cement mortar 1:4 (1 cement : 4 fine sand); to internal surfaces (For internal concrete & masonry surfaces in basements) | [8 empty] | Sqm. | 11131 | 229 | 9.618 | 11.3218 | 0 | 0 | 249.9398 | 2782079 | 0 | 0 | 0 | 0 | 0 | 0 | 0 | 0
2 | 203070000 | Providing and applying 10mm thick ceiling plaster in cement mortar 1:3 (1 cement : 3 fine sand), to internal ceiling surfaces. (For internal ceiling surfaces in staircases of basements) | [8 empty] | Sqm. | 473 | 216 | 9.072 | 10.679 | 0 | 0 | 235.751 | 111510 | 0 | 0 | 0 | 0 | 0 | 0 | 0 | 0
3 | 203070000 | Providing and applying minimum 25mm thick external sand faced cement sand plaster in two coats at all heights and levels, first coat to be 15 mm thick cement sand mortar 1:4 (1 cement : 4 fine sand) | [8 empty] | Nil | 0 | 0 | 0 | 0 | 0 | 0 | 0 | 0 | 0 | 0 | 0 | 0 | 0 | 0 | 0 | 0
3.1 | 203070000 | For shafts / ducts (In basements) | [8 empty] | Sqm. | 1169 | 446 | 18.732 | 22.0502 | 0 | 0 | 486.7822 | 569048 | 0 | 0 | 0 | 0 | 0 | 0 | 0 | 0
4 | 203070000 | Providing & fixing G.I. Hexagonal chicken wire mesh of 19 size of aperture (12mm x 20 guage) confirming to IS : 3150 | [8 empty] | Sqm. | 861 | 57 | 2.394 | 2.8181 | 0 | 0 | 62.2121 | 53565 | 0 | 0 | 0 | 0 | 0 | 0 | 0 | 0
VIII | 203100000 | WATER PROOFING | [8 empty] | Nil | 0 | 0 | 0 | 0 | 0 | 0 | 0 | 0 | 0 | 0 | 0 | 0 | 0 | 0 | 0 | 0
1 | 203100000 | Providing and laying membrane waterproofing system to the basement and other underground structures | [8 empty] | Nil | 0 | 0 | 0 | 0 | 0 | 0 | 0 | 0 | 0 | 0 | 0 | 0 | 0 | 0 | 0 | 0
1.1 | 203100000 | In horizontal areas, below rafts etc. as detailed hereunder: | [8 empty] | Nil | 0 | 0 | 0 | 0 | 0 | 0 | 0 | 0 | 0 | 0 | 0 | 0 | 0 | 0 | 0 | 0
1.1a | 203100000 | Stage-I & Stage-II Revised waterproofing (Crystalline method) | [8 empty] | Nil | 0 | 0 | 0 | 0 | 0 | 0 | 0 | 0 | 0 | 0 | 0 | 0 | 0 | 0 | 0 | 0
1.1.1 | 203100000 | Providing & laying minimum 2.0mm thick flexible PVC synthetic waterproofing membrane system Masterpren BG of BASF | [8 empty] | Sqm. | 4272 | 440 | 18.48 | 21.7536 | 0 | 0 | 480.2336 | 2051558 | 0 | 0 | 0 | 0 | 0 | 0 | 0 | 0
1.1.2 | 203100000 | Protection Screed: Providing and laying minimum 50mm thick protective screed over the geo textile layer in cement concrete of M15 grade | [8 empty] | Sqm. | 4272 | 398 | 16.716 | 19.6771 | 0 | 0 | 434.3931 | 1855727 | 0 | 0 | 0 | 0 | 0 | 0 | 0 | 0
1.2 | 203100000 | Providing & fixing non-reinforced PVC synthetic waterproofing membrane system | [8 empty] | Nil | 0 | 0 | 0 | 0 | 0 | 0 | 0 | 0 | 0 | 0 | 0 | 0 | 0 | 0 | 0 | 0
1.2.1 | 203100000 | In vertical areas, retaining walls, etc. all as enumerated above. | [8 empty] | Nil | 0 | 0 | 0 | 0 | 0 | 0 | 0 | 0 | 0 | 0 | 0 | 0 | 0 | 0 | 0 | 0
1.2.1a | 203100000 | Stage-I & Stage-II Revised waterproofing (Crystalline method) | [8 empty] | Sqm. | 3607 | 483 | 20.286 | 23.8795 | 0 | 0 | 527.1655 | 1901486 | 0 | 0 | 0 | 0 | 0 | 0 | 0 | 0
1.2.1.1 | 203100000 | Construction Joints Treatment: | [8 empty] | Rmt. | 1424 | 639 | 26.838 | 31.5922 | 0 | 0 | 697.4302 | 993141 | 0 | 0 | 0 | 0 | 0 | 0 | 0 | 0
1.2.1.2 | 203100000 | Pressure Release System: Providing and fixing 25 mm dia G.I. “B” class pressure release pipes | [8 empty] | Each | 522 | 249 | 10.458 | 12.3106 | 0 | 0 | 271.7686 | 141863 | 0 | 0 | 0 | 0 | 0 | 0 | 0 | 0
| 203100000 | Alternate to Item 1.0 above | [8 empty] | Nil | 0 | 0 | 0 | 0 | 0 | 0 | 0 | 0 | 0 | 0 | 0 | 0 | 0 | 0 | 0 | 0
2 | 203100000 | Supply, laying, jointing and testing of propreitory membrane waterproofing system to the basement and other underground structures | [8 empty] | Nil | 0 | 0 | 0 | 0 | 0 | 0 | 0 | 0 | 0 | 0 | 0 | 0 | 0 | 0 | 0 | 0
2.1 | 203100000 | In horizontal areas, below rafts etc. as detailed hereunder: | [8 empty] | Nil | 0 | 0 | 0 | 0 | 0 | 0 | 0 | 0 | 0 | 0 | 0 | 0 | 0 | 0 | 0 | 0
2.1.1 | 203100000 | Laying proprietary membrane waterproofing system horizontally | [8 empty] | Sqm. | 0 | 675 | 28.35 | 33.372 | 0 | 0 | 736.722 | 0 | 0 | 0 | 0 | 0 | 0 | 0 | 0 | 0
2.1.2 | 203100000 | In vertical areas, retaining walls, etc. - | [8 empty] | Sqm. | 0 | 710 | 29.82 | 35.1024 | 0 | 0 | 774.9224 | 0 | 0 | 0 | 0 | 0 | 0 | 0 | 0 | 0
3 | 203100000 | Providing and laying proprietary, Seamless Membrane Waterproofing System . | [8 empty] | Nil | 0 | 0 | 0 | 0 | 0 | 0 | 0 | 0 | 0 | 0 | 0 | 0 | 0 | 0 | 0 | 0
3.1 | 203100000 | In horizontal & vertical surfaces of Garden Areas, swimming pool, podium or any other locations as directed | [8 empty] | Sqm. | 1635 | 675 | 28.35 | 33.372 | 0 | 0 | 736.722 | 1204540 | 0 | 0 | 0 | 0 | 0 | 0 | 0 | 0
4 | 203100000 | Extra over item 3.1 above for providing additional thickness of Protective screed concrete (M20) over initial thickness of 75mm | [8 empty] | Cum. | 138 | 7050 | 296.1 | 348.552 | 0 | 0 | 7694.652 | 1061862 | 0 | 0 | 0 | 0 | 0 | 0 | 0 | 0
5 | 203100000 | Providing and laying pure acrylic based Polymer Modified Cementitious water proofing treatment to vertical & horizontal surfaces to the required height and bottom of toilet sunken slabs, storage reservoirs, AHUs, trenches | [8 empty] | Sqm. | 2726 | 568 | 23.856 | 28.0819 | 0 | 0 | 619.9379 | 1689951 | 0 | 0 | 0 | 0 | 0 | 0 | 0 | 0
6 | 203100000 | Providing and filling sunken portions of toilet slabs with brickbats average 200mm thick | [8 empty] | Cum. | 10 | 3550 | 149.1 | 175.512 | 0 | 0 | 3874.612 | 38746 | 0 | 0 | 0 | 0 | 0 | 0 | 0 | 0
7 | 203100000 | Providing and applying two or more coats of high performance non toxic solvent free drinking water tank lining system | [8 empty] | Sqm. | 150 | 710 | 29.82 | 35.1024 | 0 | 0 | 774.9224 | 116238 | 0 | 0 | 0 | 0 | 0 | 0 | 0 | 0
B | 204000000 | SUPERSTRUCTURE WORKS | [8 empty] | Nil | 0 | 0 | 0 | 0 | 0 | 0 | 0 | 0 | 0 | 0 | 0 | 0 | 0 | 0 | 0 | 0
I | 204020000 | REINFORCED CEMENT CONCRETE | [8 empty] | Nil | 0 | 0 | 0 | 0 | 0 | 0 | 0 | 0 | 0 | 0 | 0 | 0 | 0 | 0 | 0 | 0
1 | 204020000 | Providing and laying in position ready mixed cement concrete (RMC), manufactured as per approved design mix cement concrete of M-30 Grade | [8 empty] | Nil | 0 | 0 | 0 | 0 | 0 | 0 | 0 | 0 | 0 | 0 | 0 | 0 | 0 | 0 | 0 | 0
1.1 | 204020000 | For all RCC elements (as mentioned below) - IN SUPERSTRUCTURE FOR ALL FLOORS ABOVE GROUND FLOOR LEVEL | [8 empty] | Nil | 0 | 0 | 0 | 0 | 0 | 0 | 0 | 0 | 0 | 0 | 0 | 0 | 0 | 0 | 0 | 0
1.1.1 | 204020000 | In equipment foundations, pedestals etc. | [8 empty] | Cum. | 25 | 7743 | 325.206 | 382.8139 | 0 | 0 | 8451.0199 | 211275 | 0 | 0 | 0 | 0 | 0 | 0 | 0 | 0
1.1.2 | 204020000 | In columns in a square / rectangular profile | [8 empty] | Cum. | 810 | 7814 | 328.188 | 386.3242 | 0 | 0 | 8528.5122 | 6908095 | 0 | 0 | 0 | 0 | 0 | 0 | 0 | 0
1.1.3 | 204020000 | In columns in a circular profile | [8 empty] | Cum. | 0 | 7828 | 328.776 | 387.0163 | 0 | 0 | 8543.7923 | 0 | 0 | 0 | 0 | 0 | 0 | 0 | 0 | 0
1.1.4 | 204020000 | In floor beams in straight profile | [8 empty] | Cum. | 850 | 7779 | 326.718 | 384.5938 | 0 | 0 | 8490.3118 | 7216765 | 0 | 0 | 0 | 0 | 0 | 0 | 0 | 0
1.1.5 | 204020000 | In floor beams in curved profile | [8 empty] | Cum. | 0 | 7793 | 327.306 | 385.2859 | 0 | 0 | 8505.5919 | 0 | 0 | 0 | 0 | 0 | 0 | 0 | 0 | 0
1.1.6 | 204020000 | In lift walls, shear walls, parapet walls etc. | [8 empty] | Cum. | 1067 | 7814 | 328.188 | 386.3242 | 0 | 0 | 8528.5122 | 9099922 | 0 | 0 | 0 | 0 | 0 | 0 | 0 | 0
1.1.7 | 204020000 | In floor slabs, flat slabs in a horizontal / straight profile | [8 empty] | Cum. | 4408 | 7779 | 326.718 | 384.5938 | 0 | 0 | 8490.3118 | 37425294 | 0 | 0 | 0 | 0 | 0 | 0 | 0 | 0
1.1.8 | 204020000 | In floor slabs, flat slabs in a sloping / inclined profile | [8 empty] | Cum. | 0 | 7793 | 327.306 | 385.2859 | 0 | 0 | 8505.5919 | 0 | 0 | 0 | 0 | 0 | 0 | 0 | 0 | 0
1.1.9 | 204020000 | In stairway waist slabs including steps and midlandings. | [8 empty] | Cum. | 275 | 7779 | 326.718 | 384.5938 | 0 | 0 | 8490.3118 | 2334836 | 0 | 0 | 0 | 0 | 0 | 0 | 0 | 0
1.1.10 | 204020000 | In drop pardis, fins, suspenders, gutters, architraves, upstands etc. | [8 empty] | Cum. | 6 | 7814 | 328.188 | 386.3242 | 0 | 0 | 8528.5122 | 51171 | 0 | 0 | 0 | 0 | 0 | 0 | 0 | 0
1.1.11 | 204020000 | In canopies, chajjas, ledges, lofts etc. | [8 empty] | Cum. | 7 | 7814 | 328.188 | 386.3242 | 0 | 0 | 8528.5122 | 59700 | 0 | 0 | 0 | 0 | 0 | 0 | 0 | 0
1.1.12 | 204020000 | In wall stiffeners, lintels, bands etc. | [8 empty] | Cum. | 41 | 7836 | 329.112 | 387.4118 | 0 | 0 | 8552.5238 | 350653 | 0 | 0 | 0 | 0 | 0 | 0 | 0 | 0
1.1.13 | 204020000 | In sills, copings, bund walls etc. | [8 empty] | Cum. | 6 | 7836 | 329.112 | 387.4118 | 0 | 0 | 8552.5238 | 51315 | 0 | 0 | 0 | 0 | 0 | 0 | 0 | 0
2 | 204020000 | Add or deduct over item 1.0 above for providing following grades of concrete for any item of work instead of M-30 Grade concrete. | [8 empty] | Nil | 0 | 0 | 0 | 0 | 0 | 0 | 0 | 0 | 0 | 0 | 0 | 0 | 0 | 0 | 0 | 0
2.1 | 204020000 | In M-25 Grade | [8 empty] | Cum. | 60 | -400 | -16.8 | -19.776 | 0 | 0 | -436.576 | -26195 | 0 | 0 | 0 | 0 | 0 | 0 | 0 | 0
2.2 | 204020000 | In M-35 Grade | [8 empty] | Cum. | 432 | 213 | 8.946 | 10.5307 | 0 | 0 | 232.4767 | 100430 | 0 | 0 | 0 | 0 | 0 | 0 | 0 | 0
2.3 | 204020000 | In M-40 Grade | [8 empty] | Cum. | 469 | 447 | 18.774 | 22.0997 | 0 | 0 | 487.8737 | 228813 | 0 | 0 | 0 | 0 | 0 | 0 | 0 | 0
2.4 | 204020000 | In M-45 Grade | [8 empty] | Cum. | 375 | 710 | 29.82 | 35.1024 | 0 | 0 | 774.9224 | 290596 | 0 | 0 | 0 | 0 | 0 | 0 | 0 | 0
2.5 | 204020000 | In M-50 Grade | [8 empty] | Cum. | 282 | 1491 | 62.622 | 73.715 | 0 | 0 | 1627.337 | 458909 | 0 | 0 | 0 | 0 | 0 | 0 | 0 | 0
3 | 204030000 | Providing & fixing in position, centering and shuttering | [8 empty] | Nil | 0 | 0 | 0 | 0 | 0 | 0 | 0 | 0 | 0 | 0 | 0 | 0 | 0 | 0 | 0 | 0
3.1 | 204030000 | For all Centering & Shuttering Work (as mentioned below) - IN SUPERSTRUCTURE FOR ALL FLOORS ABOVE GROUND FLOOR LEVEL | [8 empty] | Nil | 0 | 0 | 0 | 0 | 0 | 0 | 0 | 0 | 0 | 0 | 0 | 0 | 0 | 0 | 0 | 0
3.1.1 | 204030000 | In equipment foundations, pedestals etc. | [8 empty] | Sqm. | 60 | 366 | 15.372 | 18.095 | 0 | 0 | 399.467 | 23968 | 0 | 0 | 0 | 0 | 0 | 0 | 0 | 0
3.1.2 | 204030000 | In columns in a square / rectangular profile | [8 empty] | Sqm. | 4869 | 501 | 21.042 | 24.7694 | 0 | 0 | 546.8114 | 2662425 | 0 | 0 | 0 | 0 | 0 | 0 | 0 | 0
3.1.3 | 204030000 | In columns in a circular profile | [8 empty] | Sqm. | 0 | 515 | 21.63 | 25.4616 | 0 | 0 | 562.0916 | 0 | 0 | 0 | 0 | 0 | 0 | 0 | 0 | 0
3.1.4 | 204030000 | In floor beams in straight profile | [8 empty] | Sqm. | 6500 | 480 | 20.16 | 23.7312 | 0 | 0 | 523.8912 | 3405293 | 0 | 0 | 0 | 0 | 0 | 0 | 0 | 0
3.1.5 | 204030000 | In floor beams in curved profile | [8 empty] | Sqm. | 0 | 494 | 20.748 | 24.4234 | 0 | 0 | 539.1714 | 0 | 0 | 0 | 0 | 0 | 0 | 0 | 0 | 0
3.1.6 | 204030000 | In lift walls, shear walls, parapet walls etc. | [8 empty] | Sqm. | 8368 | 515 | 21.63 | 25.4616 | 0 | 0 | 562.0916 | 4703583 | 0 | 0 | 0 | 0 | 0 | 0 | 0 | 0
3.1.7 | 204030000 | In floor slabs / flat slabs in a horizontal / straight profile | [8 empty] | Sqm. | 15114 | 480 | 20.16 | 23.7312 | 0 | 0 | 523.8912 | 7918092 | 0 | 0 | 0 | 0 | 0 | 0 | 0 | 0
3.1.8 | 204030000 | In floor slabs/ flat slabs in a sloping / inclined profile | [8 empty] | Sqm. | 0 | 494 | 20.748 | 24.4234 | 0 | 0 | 539.1714 | 0 | 0 | 0 | 0 | 0 | 0 | 0 | 0 | 0
3.1.9 | 204030000 | In stairway waist slabs including steps and midlandings. | [8 empty] | Sqm. | 1650 | 480 | 20.16 | 23.7312 | 0 | 0 | 523.8912 | 864420 | 0 | 0 | 0 | 0 | 0 | 0 | 0 | 0
3.1.10 | 204030000 | In drop pardis, fins, suspenders, gutters, architraves, upstands etc. | [8 empty] | Sqm. | 62 | 530 | 22.26 | 26.2032 | 0 | 0 | 578.4632 | 35865 | 0 | 0 | 0 | 0 | 0 | 0 | 0 | 0
3.1.11 | 204030000 | In canopies, chajjas, ledges, lofts etc. | [8 empty] | Sqm. | 64 | 530 | 22.26 | 26.2032 | 0 | 0 | 578.4632 | 37022 | 0 | 0 | 0 | 0 | 0 | 0 | 0 | 0
3.1.12 | 204030000 | In wall stiffeners, lintels, bands etc. | [8 empty] | Sqm. | 408 | 530 | 22.26 | 26.2032 | 0 | 0 | 578.4632 | 236013 | 0 | 0 | 0 | 0 | 0 | 0 | 0 | 0
3.1.13 | 204030000 | In sills, copings, bund walls etc. | [8 empty] | Sqm. | 59 | 530 | 22.26 | 26.2032 | 0 | 0 | 578.4632 | 34129 | 0 | 0 | 0 | 0 | 0 | 0 | 0 | 0
4 | 204030000 | Extra over Item 3.0 above for staging / additional height in centering, shuttering in suspended floors, roofs, landings, beams and cantilevers | [8 empty] | Nil | 0 | 0 | 0 | 0 | 0 | 0 | 0 | 0 | 0 | 0 | 0 | 0 | 0 | 0 | 0 | 0
4.1 | 204030000 | Staging / additional height in centering, shuttering upto a total height of 4.35m i.e. additional 0.85m over initial height of 3.5m. (At Twelvth Floor level) | [8 empty] | Sqm. | 1171 | 178 | 7.476 | 8.8003 | 0 | 0 | 194.2763 | 227498 | 0 | 0 | 0 | 0 | 0 | 0 | 0 | 0
4.2 | 204030000 | Staging / additional height in centering, shuttering upto a total height of 4.95m i.e. additional 1.45m over initial height of 3.5m. (At Ground Floor level) | [8 empty] | Sqm. | 872 | 213 | 8.946 | 10.5307 | 0 | 0 | 232.4767 | 202720 | 0 | 0 | 0 | 0 | 0 | 0 | 0 | 0
4.3 | 204030000 | Staging / additional height in centering, shuttering upto a total height of 5.35m i.e. additional 1.85m over initial height of 3.5m. (At Ground Floor level - Toilet & Kitchen Areas) | [8 empty] | Sqm. | 259 | 284 | 11.928 | 14.041 | 0 | 0 | 309.969 | 80282 | 0 | 0 | 0 | 0 | 0 | 0 | 0 | 0
4.4 | 204030000 | Staging / additional height in centering, shuttering upto a total height of 5.85m i.e. additional 2.35m over initial height of 3.5m. (At First Floor level) | [8 empty] | Sqm. | 1001 | 355 | 14.91 | 17.5512 | 0 | 0 | 387.4612 | 387849 | 0 | 0 | 0 | 0 | 0 | 0 | 0 | 0
4.5 | 204030000 | Staging / additional height in centering, shuttering upto a total height of 6.15m i.e. additional 2.65m over initial height of 3.5m. (At First Floor level - Kitchen area) | [8 empty] | Sqm. | 339 | 391 | 16.422 | 19.331 | 0 | 0 | 426.753 | 144669 | 0 | 0 | 0 | 0 | 0 | 0 | 0 | 0
4.6 | 204030000 | Staging / additional height in centering, shuttering upto a total height of 6.85m i.e. additional 3.35m over initial height of 3.5m. (At Twelvth Floor level - Presidential Suite) | [8 empty] | Sqm. | 68 | 426 | 17.892 | 21.0614 | 0 | 0 | 464.9534 | 31617 | 0 | 0 | 0 | 0 | 0 | 0 | 0 | 0
4.7 | 204030000 | Staging / additional height in centering, shuttering upto a total height of 8.50m i.e. additional 5m over initial height of 3.5m. (At Penthouse Floor level - Service Rooms) | [8 empty] | Sqm. | 225 | 568 | 23.856 | 28.0819 | 0 | 0 | 619.9379 | 139486 | 0 | 0 | 0 | 0 | 0 | 0 | 0 | 0
4.8 | 204030000 | Staging / additional height in centering, shuttering upto a total height of 9.15m i.e. additional 5.65m over initial height of 3.5m. (At Mezzanine Floor level - Ball Room) | [8 empty] | Sqm. | 406 | 710 | 29.82 | 35.1024 | 0 | 0 | 774.9224 | 314618 | 0 | 0 | 0 | 0 | 0 | 0 | 0 | 0
5 | 204040000 | Providing and fixing in position following steel reinforcement bars. (IN SUPERSTRUCTURE FOR ALL FLOORS ABOVE GROUND FLOOR LEVEL) | [8 empty] | Nil | 0 | 0 | 0 | 0 | 0 | 0 | 0 | 0 | 0 | 0 | 0 | 0 | 0 | 0 | 0 | 0
5.1 | 204040000 | TMT bars conforming to IS-1786, grade Fe-500D | [8 empty] | MT. | 990 | 60000 | 2520 | 2966.4 | 0 | 0 | 65486.4 | 64831536 | 0 | 0 | 0 | 0 | 0 | 0 | 0 | 0
| 204040000 | Alternate to Item 5.1 above | [8 empty] | Nil | 0 | 0 | 0 | 0 | 0 | 0 | 0 | 0 | 0 | 0 | 0 | 0 | 0 | 0 | 0 | 0
5.2 | 204040000 | Taking delivery of steel reinforcement bars (tested quality) at site, (IN SUPERSTRUCTURE FOR ALL FLOORS ABOVE GROUND FLOOR LEVEL) | [8 empty] | MT. | 0 | 18000 | 756 | 889.92 | 0 | 0 | 19645.92 | 0 | 0 | 0 | 0 | 0 | 0 | 0 | 0 | 0
6 | 204040000 | Providing and fixing in position Threaded Tension Compression Mechanical Couplers Engineer at intervals | [8 empty] | Nil | 0 | 0 | 0 | 0 | 0 | 0 | 0 | 0 | 0 | 0 | 0 | 0 | 0 | 0 | 0 | 0
6.1 | 204040000 | For 25mm dia. bars | [8 empty] | Each | 0 | 223 | 9.366 | 11.0251 | 0 | 0 | 243.3911 | 0 | 0 | 0 | 0 | 0 | 0 | 0 | 0 | 0
6.2 | 204040000 | For 28mm dia. bars | [8 empty] | Each | 0 | 310 | 13.02 | 15.3264 | 0 | 0 | 338.3464 | 0 | 0 | 0 | 0 | 0 | 0 | 0 | 0 | 0
6.3 | 204040000 | For 32mm dia. bars | [8 empty] | Each | 0 | 366 | 15.372 | 18.095 | 0 | 0 | 399.467 | 0 | 0 | 0 | 0 | 0 | 0 | 0 | 0 | 0
7 | 204100000 | Providing and casting Pre-cast RCC in any size and thickness in M20 grade concrete | [8 empty] | Nil | 0 | 0 | 0 | 0 | 0 | 0 | 0 | 0 | 0 | 0 | 0 | 0 | 0 | 0 | 0 | 0
7.1 | 204100000 | In pre-cast RCC cover slabs, gratings, lintels etc. | [8 empty] | Cum. | 5 | 12472 | 523.824 | 616.6157 | 0 | 0 | 13612.4397 | 68062 | 0 | 0 | 0 | 0 | 0 | 0 | 0 | 0
8 | 204100000 | Providing & mixing pure acrylic based Polymer Modified Cementitious water proofing compound | [8 empty] | Kg. | 300 | 85 | 3.57 | 4.2024 | 0 | 0 | 92.7724 | 27832 | 0 | 0 | 0 | 0 | 0 | 0 | 0 | 0
II | 204050000 | STRUCTURAL STEEL | [8 empty] | Nil | 0 | 0 | 0 | 0 | 0 | 0 | 0 | 0 | 0 | 0 | 0 | 0 | 0 | 0 | 0 | 0
1 | 204050000 | Supplying, fabricating, assembling, hoisting / erecting and fixing in position at locations specified below, structural steel works of MS rolled single / built-up sections conforming to IS 2062, | [8 empty] | Nil | 0 | 0 | 0 | 0 | 0 | 0 | 0 | 0 | 0 | 0 | 0 | 0 | 0 | 0 | 0 | 0
1.1 | 204050000 | In MS angles for column guards, nosing in trench walls, steps etc. | [8 empty] | MT. | 1.5 | 90490 | 3800.58 | 4473.8256 | 0 | 0 | 98764.4056 | 148147 | 0 | 0 | 0 | 0 | 0 | 0 | 0 | 0
1.2 | 204050000 | In MS base plates, gusset plates, connecting plates etc. | [8 empty] | MT. | 1.5 | 99649 | 4185.258 | 4926.6466 | 0 | 0 | 108760.9046 | 163141 | 0 | 0 | 0 | 0 | 0 | 0 | 0 | 0
1.3 | 204050000 | In MS gratings, with hot dip galvanizing, etc. all as shown in drawing and as directed by the Engineer. | [8 empty] | MT. | 1 | 103270 | 4337.34 | 5105.6688 | 0 | 0 | 112713.0088 | 112713 | 0 | 0 | 0 | 0 | 0 | 0 | 0 | 0
1.4 | 204050000 | In MS chequered plates all as shown in drawing and as directed by the Engineer. | [8 empty] | MT. | 0.5 | 95034 | 3991.428 | 4698.481 | 0 | 0 | 103723.909 | 51862 | 0 | 0 | 0 | 0 | 0 | 0 | 0 | 0
1.5 | 204050000 | In MS ladders | [8 empty] | MT. | 0.5 | 95034 | 3991.428 | 4698.481 | 0 | 0 | 103723.909 | 51862 | 0 | 0 | 0 | 0 | 0 | 0 | 0 | 0
2 | 204050000 | Supplying, fabricating, assembling, hoisting / erecting and fixing in position at all heights / levels and with all leads, structural steel works of MS tubular works of medium grade conforming to IS 1239, | [8 empty] | Nil | 0 | 0 | 0 | 0 | 0 | 0 | 0 | 0 | 0 | 0 | 0 | 0 | 0 | 0 | 0 | 0
2.1 | 204050000 | In railing / hand rails at all levels for balustrades, verticals / posts (For service staircases in superstructure) | [8 empty] | MT. | 12 | 102134 | 4289.628 | 5049.505 | 0 | 0 | 111473.133 | 1337678 | 0 | 0 | 0 | 0 | 0 | 0 | 0 | 0
3 | 204050000 | Providing and applying two coats of synthetic enamel paint | [8 empty] | MT. | 12 | 5680 | 238.56 | 280.8192 | 0 | 0 | 6199.3792 | 74393 | 0 | 0 | 0 | 0 | 0 | 0 | 0 | 0
4 | 204050000 | Extra over Items 1.0 & 2.0 above for providing and applying two coats of approved epoxy paint | [8 empty] | MT. | 0 | 12070 | 506.94 | 596.7408 | 0 | 0 | 13173.6808 | 0 | 0 | 0 | 0 | 0 | 0 | 0 | 0 | 0
5 | 204050000 | Providing, fabricating and fixing MS embedments | [8 empty] | MT. | 5 | 102134 | 4289.628 | 5049.505 | 0 | 0 | 111473.133 | 557366 | 0 | 0 | 0 | 0 | 0 | 0 | 0 | 0
6 | 204050000 | Providing & fixing encapsulated PVC rungs . (For Underground & Overhead water tanks etc.) | [8 empty] | Each | 450 | 220 | 9.24 | 10.8768 | 0 | 0 | 240.1168 | 108053 | 0 | 0 | 0 | 0 | 0 | 0 | 0 | 0
7 | 204050000 | Supplying & fixing approved foundation bolts and nuts | [8 empty] | Kg. | 150 | 127 | 5.334 | 6.2789 | 0 | 0 | 138.6129 | 20792 | 0 | 0 | 0 | 0 | 0 | 0 | 0 | 0
8 | 204050000 | Supplying & fixing high tensile bolts with hexagonal nuts, grade | [8 empty] | Kg. | 150 | 178 | 7.476 | 8.8003 | 0 | 0 | 194.2763 | 29141 | 0 | 0 | 0 | 0 | 0 | 0 | 0 | 0
9 | 204050000 | Providing & Fixing approved anchor fasteners (manufactured by HILTI | [8 empty] | Nil | 0 | 0 | 0 | 0 | 0 | 0 | 0 | 0 | 0 | 0 | 0 | 0 | 0 | 0 | 0 | 0
9.1 | 204050000 | Dia 12mm | [8 empty] | Each | 110 | 817 | 34.314 | 40.3925 | 0 | 0 | 891.7065 | 98088 | 0 | 0 | 0 | 0 | 0 | 0 | 0 | 0
9.2 | 204050000 | Dia 16mm | [8 empty] | Each | 70 | 1243 | 52.206 | 61.4539 | 0 | 0 | 1356.6599 | 94966 | 0 | 0 | 0 | 0 | 0 | 0 | 0 | 0
9.3 | 204050000 | Dia 20mm | [8 empty] | Each | 70 | 2201 | 92.442 | 108.8174 | 0 | 0 | 2402.2594 | 168158 | 0 | 0 | 0 | 0 | 0 | 0 | 0 | 0
9.4 | 204050000 | Dia 25mm | [8 empty] | Each | 70 | 2776 | 116.592 | 137.2454 | 0 | 0 | 3029.8374 | 212089 | 0 | 0 | 0 | 0 | 0 | 0 | 0 | 0
10 | 204050000 | Grouting below base plates of columns, equipments, around the foundation bolts, or locations as specified using pre-packed cementetious free flow non-shrink grout "Conbextra GP2" of Fosroc | [8 empty] | Kg | 175 | 27 | 1.134 | 1.3349 | 0 | 0 | 29.4689 | 5157 | 0 | 0 | 0 | 0 | 0 | 0 | 0 | 0
III | 204060000 | MASONRY | [8 empty] | Nil | 0 | 0 | 0 | 0 | 0 | 0 | 0 | 0 | 0 | 0 | 0 | 0 | 0 | 0 | 0 | 0
1 | 204060000 | Providing and constructing Brick Masonry, with locally available first quality bricks of class designation 75 in cement mortar CM 1:6 (1 cement : 6 coarse sand) | [8 empty] | Nil | 0 | 0 | 0 | 0 | 0 | 0 | 0 | 0 | 0 | 0 | 0 | 0 | 0 | 0 | 0 | 0
1.1 | 204060000 | 230mm thick and above (nominal dimension) Brick Masonry ( In Superstructure) | [8 empty] | Cum. | 1342 | 5150 | 216.3 | 254.616 | 0 | 0 | 5620.916 | 7543269 | 0 | 0 | 0 | 0 | 0 | 0 | 0 | 0
2 | 204060000 | Providing and constructing Brick masonry in 115mm thick at all levels with locally available first quality bricks in cement mortar CM 1:4 (1 cement : 4 coarse sand) (In superstructure) | [8 empty] | Sqm. | 2409 | 886 | 37.212 | 43.8038 | 0 | 0 | 967.0158 | 2329541 | 0 | 0 | 0 | 0 | 0 | 0 | 0 | 0
3 | 204060000 | Providing and constructing precast concrete solid block masonry in cement mortar 1:6 (1 cement : 6 coarse sand) | [8 empty] | Nil | 0 | 0 | 0 | 0 | 0 | 0 | 0 | 0 | 0 | 0 | 0 | 0 | 0 | 0 | 0 | 0
3.1 | 204060000 | In 200mm thick or above (nominal dimension) precast solid concrete block masonry (In superstructure) | [8 empty] | Sqm. | 3199 | 1868 | 78.456 | 92.3539 | 0 | 0 | 2038.8099 | 6522153 | 0 | 0 | 0 | 0 | 0 | 0 | 0 | 0
3.2 | 204060000 | In 150mm thick (nominal dimension) precast solid concrete block masonry (In superstructure) | [8 empty] | Sqm. | 11890 | 1607 | 67.494 | 79.4501 | 0 | 0 | 1753.9441 | 20854395 | 0 | 0 | 0 | 0 | 0 | 0 | 0 | 0
4 | 204060000 | Providing and constructing precast solid block masonry in cement mortar 1:4 (1 cement : 4 coarse sand) | [8 empty] | Nil | 0 | 0 | 0 | 0 | 0 | 0 | 0 | 0 | 0 | 0 | 0 | 0 | 0 | 0 | 0 | 0
4.1 | 204060000 | In 100mm thick (nominal dimension) precast solid concrete block masonry (In superstructure) | [8 empty] | Sqm. | 150 | 1292 | 54.264 | 63.8765 | 0 | 0 | 1410.1405 | 211521 | 0 | 0 | 0 | 0 | 0 | 0 | 0 | 0
5 | 204060000 | Providing and constructing autoclaved aerated solid block masonry in cement mortar 1:3 using Light Weight Concrete Blocks | [8 empty] | Nil | 0 | 0 | 0 | 0 | 0 | 0 | 0 | 0 | 0 | 0 | 0 | 0 | 0 | 0 | 0 | 0
5.1 | 204060000 | In 100mm thick (nominal dimension) light weight concrete block masonry (In superstructure) | [8 empty] | Sqm. | 125 | 1087 | 45.654 | 53.7413 | 0 | 0 | 1186.3953 | 148299 | 0 | 0 | 0 | 0 | 0 | 0 | 0 | 0
IV A | 204070000 | INTERNAL PLASTERING | [8 empty] | Nil | 0 | 0 | 0 | 0 | 0 | 0 | 0 | 0 | 0 | 0 | 0 | 0 | 0 | 0 | 0 | 0
1 | 204070000 | Providing and applying 15mm thick plaster in cement mortar 1:4 (1 cement : 4 fine sand); to internal surfaces .(For internal concrete & masonry surfaces for staircases in superstructure) | [8 empty] | Sqm. | 29178 | 244 | 10.248 | 12.0634 | 0 | 0 | 266.3114 | 7770433 | 0 | 0 | 0 | 0 | 0 | 0 | 0 | 0
2 | 204070000 | Providing and applying ready-mix plaster made out of a mix of special binder, high quality polymer additives, cement and processed sand (UltraTech Readiplast manufactued by M/s. Ultratech Cement Ltd. | [8 empty] | Nil | 0 | 0 | 0 | 0 | 0 | 0 | 0 | 0 | 0 | 0 | 0 | 0 | 0 | 0 | 0 | 0
2.1 | 204070000 | 15mm thick ready-mix plaster over internal surfaces of masonry / concrete walls, columns, beams etc. | [8 empty] | Sqm. | 0 | 341 | 14.322 | 16.859 | 0 | 0 | 372.181 | 0 | 0 | 0 | 0 | 0 | 0 | 0 | 0 | 0
3 | 204070000 | Providing and applying 10mm thick ceiling plaster in cement mortar 1:3 (1 cement : 3 fine sand), to internal ceiling surfaces. (For internal ceiling surfaces for staircases in superstructure) | [8 empty] | Sqm. | 1607 | 231 | 9.702 | 11.4206 | 0 | 0 | 252.1226 | 405161 | 0 | 0 | 0 | 0 | 0 | 0 | 0 | 0
4 | 204070000 | Providing and applying ready-mix plaster made out of a mix of special binder, high quality polymer additives, cement and processed sand (UltraTech Readiplast manufactued by M/s. Ultratech Cement Ltd. | [8 empty] | Nil | 0 | 0 | 0 | 0 | 0 | 0 | 0 | 0 | 0 | 0 | 0 | 0 | 0 | 0 | 0 | 0
4.1 | 204070000 | 10mm thick ready-mix plaster over internal surfaces of concrete ceilings | [8 empty] | Sqm. | 0 | 312 | 13.104 | 15.4253 | 0 | 0 | 340.5293 | 0 | 0 | 0 | 0 | 0 | 0 | 0 | 0 | 0
IV B | 204080000 | EXTERNAL PLASTERING | [8 empty] | Nil | 0 | [7 empty] | 0 | 0 | 0 | 0 | 0 | 0 | 0 | 0
5 | 204080000 | Providing and applying minimum 25mm thick external sand faced cement sand plaster in two coats at all heights and levels, first coat to be 15 mm thick cement sand mortar 1:4 (1 cement : 4 fine sand) | [8 empty] | Nil | 0 | 0 | 0 | 0 | 0 | 0 | 0 | 0 | 0 | 0 | 0 | 0 | 0 | 0 | 0 | 0
5.1 | 204080000 | ABOVE GROUND FLOOR LEVEL BUT UPTO FOURTH FLOOR LEVEL | [8 empty] | Sqm. | 3591 | 424 | 17.808 | 20.9626 | 0 | 0 | 462.7706 | 1661809 | 0 | 0 | 0 | 0 | 0 | 0 | 0 | 0
5.2 | 204080000 | ABOVE FOURTH FLOOR LEVEL BUT UPTO EIGHTH FLOOR LEVEL | [8 empty] | Sqm. | 1597 | 432 | 18.144 | 21.3581 | 0 | 0 | 471.5021 | 752989 | 0 | 0 | 0 | 0 | 0 | 0 | 0 | 0
5.3 | 204080000 | ABOVE EIGHTH FLOOR LEVEL BUT UPTO TWELFTH FLOOR LEVEL | [8 empty] | Sqm. | 1597 | 439 | 18.438 | 21.7042 | 0 | 0 | 479.1422 | 765190 | 0 | 0 | 0 | 0 | 0 | 0 | 0 | 0
5.4 | 204080000 | ABOVE TWELFTH FLOOR LEVEL | [8 empty] | Sqm. | 2164 | 446 | 18.732 | 22.0502 | 0 | 0 | 486.7822 | 1053397 | 0 | 0 | 0 | 0 | 0 | 0 | 0 | 0
6 | 204080000 | Providing and applying 20mm thick ready-mix plaster over external surfaces | [8 empty] | Nil | 0 | 0 | 0 | 0 | 0 | 0 | 0 | 0 | 0 | 0 | 0 | 0 | 0 | 0 | 0 | 0
6.1 | 204080000 | ABOVE GROUND FLOOR LEVEL BUT UPTO FOURTH FLOOR LEVEL | [8 empty] | Sqm. | 0 | 497 | 20.874 | 24.5717 | 0 | 0 | 542.4457 | 0 | 0 | 0 | 0 | 0 | 0 | 0 | 0 | 0
6.2 | 204080000 | ABOVE FOURTH FLOOR LEVEL BUT UPTO EIGHTH FLOOR LEVEL | [8 empty] | Sqm. | 0 | 568 | 23.856 | 28.0819 | 0 | 0 | 619.9379 | 0 | 0 | 0 | 0 | 0 | 0 | 0 | 0 | 0
6.3 | 204080000 | ABOVE EIGHTH FLOOR LEVEL BUT UPTO TWELFTH FLOOR LEVEL | [8 empty] | Sqm. | 0 | 639 | 26.838 | 31.5922 | 0 | 0 | 697.4302 | 0 | 0 | 0 | 0 | 0 | 0 | 0 | 0 | 0
6.4 | 204080000 | ABOVE TWELFTH FLOOR LEVEL | [8 empty] | Sqm. | 0 | 710 | 29.82 | 35.1024 | 0 | 0 | 774.9224 | 0 | 0 | 0 | 0 | 0 | 0 | 0 | 0 | 0
7 | 204080000 | Providing & fixing G.I. Hexagonal chicken wire mesh of 19 size of aperture (12mm x 20 guage) confirming to IS : 3150 | [8 empty] | Sqm. | 1906 | 57 | 2.394 | 2.8181 | 0 | 0 | 62.2121 | 118576 | 0 | 0 | 0 | 0 | 0 | 0 | 0 | 0
V | 204090000 | WATER PROOFING | [8 empty] | Nil | 0 | 0 | 0 | 0 | 0 | 0 | 0 | 0 | 0 | 0 | 0 | 0 | 0 | 0 | 0 | 0
1 | 204090000 | Providing and laying proprietary, Seamless Membrane Waterproofing System | [8 empty] | Nil | 0 | 0 | 0 | 0 | 0 | 0 | 0 | 0 | 0 | 0 | 0 | 0 | 0 | 0 | 0 | 0
1.1 | 204090000 | In horizontal & vertical surfaces of Garden Areas, swimming pool, podium or any other locations as directed | [8 empty] | Sqm. | 209 | 675 | 28.35 | 33.372 | 0 | 0 | 736.722 | 153975 | 0 | 0 | 0 | 0 | 0 | 0 | 0 | 0
1.2 | 204090000 | Extra over item 1.1 above for providing additional thickness of Protective screed concrete (M20) over initial thickness of 75mm | [8 empty] | Cum. | 6 | 7147 | 300.174 | 353.3477 | 0 | 0 | 7800.5217 | 46803 | 0 | 0 | 0 | 0 | 0 | 0 | 0 | 0
2 | 204090000 | Terrace Water Proofing & Overdeck Insulation: | [8 empty] | Nil | 0 | 0 | 0 | 0 | 0 | 0 | 0 | 0 | 0 | 0 | 0 | 0 | 0 | 0 | 0 | 0
| 204090000 | Providing and installing synthetic membrane waterproofing system for terrace including overdeck insulation comprising of the following: | [8 empty] | Nil | 0 | 0 | 0 | 0 | 0 | 0 | 0 | 0 | 0 | 0 | 0 | 0 | 0 | 0 | 0 | 0
2.1 | 204090000 | In terrace , roof or any other locations as specified. | [8 empty] | Sqm. | 1430 | 1264 | 53.088 | 62.4922 | 0 | 0 | 1379.5802 | 1972800 | 0 | 0 | 0 | 0 | 0 | 0 | 0 | 0
2.2 | 204090000 | Providing & laying Protection Screed concrete of Grade M20 | [8 empty] | Cum. | 179 | 7244 | 304.248 | 358.1434 | 0 | 0 | 7906.3914 | 1415244 | 0 | 0 | 0 | 0 | 0 | 0 | 0 | 0
3 | 204090000 | Providing and laying pure acrylic based Polymer Modified Cementitious water proofing treatment to vertical & horizontal surfaces to the required height and bottom of toilet sunken slabs, storage reservoirs, AHUs, trenches | [8 empty] | Sqm. | 5142 | 533 | 22.386 | 26.3515 | 0 | 0 | 581.7375 | 2991294 | 0 | 0 | 0 | 0 | 0 | 0 | 0 | 0
4 | 204090000 | Providing and filling sunken portions of toilet slabs with brickbats | [8 empty] | Cum. | 15 | 3550 | 149.1 | 175.512 | 0 | 0 | 3874.612 | 58119 | 0 | 0 | 0 | 0 | 0 | 0 | 0 | 0
5 | 204090000 | Providing and laying China Mosaic flooring using broken glazed tiles | [8 empty] | Sqm. | 1430 | 1065 | 44.73 | 52.6536 | 0 | 0 | 1162.3836 | 1662209 | 0 | 0 | 0 | 0 | 0 | 0 | 0 | 0
VI | 204100000 | MISCELLANEOUS | [8 empty] | Nil | 0 | 0 | 0 | 0 | 0 | 0 | 0 | 0 | 0 | 0 | 0 | 0 | 0 | 0 | 0 | 0
1 | 204100000 | Providing penetration seal to all fire fighting, electrical and telephone cable at each floor level | [8 empty] | Sqm. | 15 | 1420 | 59.64 | 70.2048 | 0 | 0 | 1549.8448 | 23248 | 0 | 0 | 0 | 0 | 0 | 0 | 0 | 0
2 | 204100000 | Providing and making core cut of following dia in RCC slabs / beams etc. of thickness upto 250mm, | [8 empty] | Nil | 0 | 0 | 0 | 0 | 0 | 0 | 0 | 0 | 0 | 0 | 0 | 0 | 0 | 0 | 0 | 0
2.1 | 204100000 | Cutting Cores in vertical direction. | [8 empty] | Nil | 0 | 0 | 0 | 0 | 0 | 0 | 0 | 0 | 0 | 0 | 0 | 0 | 0 | 0 | 0 | 0
2.1.1 | 204100000 | Up to 200mm dia | [8 empty] | Each | 180 | 6035 | 253.47 | 298.3704 | 0 | 0 | 6586.8404 | 1185631 | 0 | 0 | 0 | 0 | 0 | 0 | 0 | 0
2.1.2 | 204100000 | From 200mm dia to 300mm dia | [8 empty] | Each | 180 | 9173 | 385.266 | 453.5131 | 0 | 0 | 10011.7791 | 1802120 | 0 | 0 | 0 | 0 | 0 | 0 | 0 | 0
2.1.3 | 204100000 | From 300mm dia to 450mm dia | [8 empty] | Each | 0 | 13746 | 577.332 | 679.6022 | 0 | 0 | 15002.9342 | 0 | 0 | 0 | 0 | 0 | 0 | 0 | 0 | 0
2.2 | 204100000 | Cutting Cores in horizontal direction. | [8 empty] | Nil | 0 | 0 | 0 | 0 | 0 | 0 | 0 | 0 | 0 | 0 | 0 | 0 | 0 | 0 | 0 | 0
2.2.1 | 204100000 | Up to 200mm dia | [8 empty] | Each | 180 | 6035 | 253.47 | 298.3704 | 0 | 0 | 6586.8404 | 1185631 | 0 | 0 | 0 | 0 | 0 | 0 | 0 | 0
2.2.2 | 204100000 | From 200mm dia to 300mm dia | [8 empty] | Each | 0 | 9173 | 385.266 | 453.5131 | 0 | 0 | 10011.7791 | 0 | 0 | 0 | 0 | 0 | 0 | 0 | 0 | 0
3 | 204100000 | Cutting pockets in lift lobby walls | [8 empty] | Each | 98 | 6390 | 268.38 | 315.9216 | 0 | 0 | 6974.3016 | 683482 | 0 | 0 | 0 | 0 | 0 | 0 | 0 | 0
4 | 204100000 | Providing and laying in position and compaction as specified in-situ cellular light weight concrete | [8 empty] | Cum. | 150 | 6035 | 253.47 | 298.3704 | 0 | 0 | 6586.8404 | 988026 | 0 | 0 | 0 | 0 | 0 | 0 | 0 | 0
5 | 204100000 | Providing and erecting chain link fencing | [8 empty] | Sqm. | 35 | 1704 | 71.568 | 84.2458 | 0 | 0 | 1859.8138 | 65093 | 0 | 0 | 0 | 0 | 0 | 0 | 0 | 0
6 | 204100000 | Extra over item 5.0 above for providing and fixing wicket gate in chain link fencing | [8 empty] | Sqm. | 2 | 2840 | 119.28 | 140.4096 | 0 | 0 | 3099.6896 | 6199 | 0 | 0 | 0 | 0 | 0 | 0 | 0 | 0
7 | 204100000 | Providing and fixing in position weep holes of 100mm diameter UPVC pipes | [8 empty] | Each | 40 | 659 | 27.678 | 32.581 | 0 | 0 | 719.259 | 28770 | 0 | 0 | 0 | 0 | 0 | 0 | 0 | 0
8 | 204100000 | Supply & laying rigid concealed PVC conduits . | [8 empty] | Nil | 0 | 0 | 0 | 0 | 0 | 0 | 0 | 0 | 0 | 0 | 0 | 0 | 0 | 0 | 0 | 0
8.1 | 204100000 | Dia 25mm rigid PVC concealed conduits | [8 empty] | Rmt. | 150 | 85 | 3.57 | 4.2024 | 0 | 0 | 92.7724 | 13916 | 0 | 0 | 0 | 0 | 0 | 0 | 0 | 0
8.2 | 204100000 | Dia 32mm rigid PVC concealed conduits | [8 empty] | Rmt. | 150 | 128 | 5.376 | 6.3283 | 0 | 0 | 139.7043 | 20956 | 0 | 0 | 0 | 0 | 0 | 0 | 0 | 0
8.3 | 204100000 | Dia 50mm rigid PVC concealed conduits | [8 empty] | Rmt. | 150 | 288 | 12.096 | 14.2387 | 0 | 0 | 314.3347 | 47150 | 0 | 0 | 0 | 0 | 0 | 0 | 0 | 0
9 | 204100000 | Supplying and providing Puddle flanges | [8 empty] | Nil | 0 | 0 | 0 | 0 | 0 | 0 | 0 | 0 | 0 | 0 | 0 | 0 | 0 | 0 | 0 | 0
9.1 | 204100000 | 80mm dia. | [8 empty] | Nil | 0 | 0 | 0 | 0 | 0 | 0 | 0 | 0 | 0 | 0 | 0 | 0 | 0 | 0 | 0 | 0
9.1.1 | 204100000 | Upto 300mm | [8 empty] | Each | 25 | 1527 | 64.134 | 75.4949 | 0 | 0 | 1666.6289 | 41666 | 0 | 0 | 0 | 0 | 0 | 0 | 0 | 0
| 204100000 | Part rate | [8 empty] | Each | 0 | 1221.6 | 51.3072 | 60.3959 | 0 | 0 | 1333.3031 | 0 | 0 | 0 | 0 | 0 | 0 | 0 | 0 | 0
9.1.2 | 204100000 | Above 300mm but upto 500mm | [8 empty] | Each | 25 | 1527 | 64.134 | 75.4949 | 0 | 0 | 1666.6289 | 41666 | 0 | 0 | 0 | 0 | 0 | 0 | 0 | 0
9.2 | 204100000 | 100mm dia. | [8 empty] | Nil | 0 | 0 | 0 | 0 | 0 | 0 | 0 | 0 | 0 | 0 | 0 | 0 | 0 | 0 | 0 | 0
9.2.1 | 204100000 | Upto 300mm | [8 empty] | Each | 25 | 2002 | 84.084 | 98.9789 | 0 | 0 | 2185.0629 | 54627 | 0 | 0 | 0 | 0 | 0 | 0 | 0 | 0
9.2.2 | 204100000 | Above 300mm but upto 500mm | [8 empty] | Each | 25 | 2002 | 84.084 | 98.9789 | 0 | 0 | 2185.0629 | 54627 | 0 | 0 | 0 | 0 | 0 | 0 | 0 | 0
9.3 | 204100000 | 200mm dia. | [8 empty] | Nil | 0 | 0 | 0 | 0 | 0 | 0 | 0 | 0 | 0 | 0 | 0 | 0 | 0 | 0 | 0 | 0
9.3.1 | 204100000 | Upto 300mm | [8 empty] | Each | 25 | 4118 | 172.956 | 203.5939 | 0 | 0 | 4494.5499 | 112364 | 0 | 0 | 0 | 0 | 0 | 0 | 0 | 0
9.3.2 | 204100000 | Above 300mm but upto 500mm | [8 empty] | Each | 25 | 4118 | 172.956 | 203.5939 | 0 | 0 | 4494.5499 | 112364 | 0 | 0 | 0 | 0 | 0 | 0 | 0 | 0
10 | 204100000 | Providing & fixing in position medium duty CI manhole cover & frame. | [8 empty] | Each | 16 | 15336 | 644.112 | 758.2118 | 0 | 0 | 16738.3238 | 267813 | 0 | 0 | 0 | 0 | 0 | 0 | 0 | 0
11 | 204100000 | Providing and fixing GI vent arrangement for water storage tank . | [8 empty] | Each | 12 | 3976 | 166.992 | 196.5734 | 0 | 0 | 4339.5654 | 52075 | 0 | 0 | 0 | 0 | 0 | 0 | 0 | 0
12 | 204100000 | Providing and fixing MS hot dip galvanized sleeves | [8 empty] | Nil | 0 | 0 | 0 | 0 | 0 | 0 | 0 | 0 | 0 | 0 | 0 | 0 | 0 | 0 | 0 | 0
12.1 | 204100000 | 75mm dia pipe | [8 empty] | Each | 42 | 2087 | 87.654 | 103.1813 | 0 | 0 | 2277.8353 | 95669 | 0 | 0 | 0 | 0 | 0 | 0 | 0 | 0
12.2 | 204100000 | 100mm dia pipe | [8 empty] | Each | 42 | 2826 | 118.692 | 139.7174 | 0 | 0 | 3084.4094 | 129545 | 0 | 0 | 0 | 0 | 0 | 0 | 0 | 0
12.3 | 204100000 | 150mm dia pipe | [8 empty] | Each | 20 | 4118 | 172.956 | 203.5939 | 0 | 0 | 4494.5499 | 89891 | 0 | 0 | 0 | 0 | 0 | 0 | 0 | 0
12.4 | 204100000 | 200mm dia pipe | [8 empty] | Each | 20 | 5325 | 223.65 | 263.268 | 0 | 0 | 5811.918 | 116238 | 0 | 0 | 0 | 0 | 0 | 0 | 0 | 0
13 | 204100000 | Providing, supplying and laying 250 microns thick LDPE sheet (conforming to ASTM-D-4397) with holes at 300mm centre to centre both ways having an . | [8 empty] | Sqm. | 0 | 64 | 2.688 | 3.1642 | 0 | 0 | 69.8522 | 0 | 0 | 0 | 0 | 0 | 0 | 0 | 0 | 0
14 | 204100000 | Providing & installing approved Modified Thermoplastics (Polymer Rubberized) Column Edge Guard | [8 empty] | Rmt. | 0 | 213 | 8.946 | 10.5307 | 0 | 0 | 232.4767 | 0 | 0 | 0 | 0 | 0 | 0 | 0 | 0 | 0
15 | 204100000 | Supplying & filling pebble filling (for HSD Storage area) using neat graded stone pebbles 20mm to 40mm size | [8 empty] | Cum. | 4 | 2897 | 121.674 | 143.2277 | 0 | 0 | 3161.9017 | 12648 | 0 | 0 | 0 | 0 | 0 | 0 | 0 | 0
16 | 204100000 | Providing, fabricating, welding and/or bolting, as required, erecting and fixing in position all types of structural steel works for Closing Ducts made up of MS Angles 50x50x6mm, | [8 empty] | Sqm. | 312 | 511 | 21.462 | 25.2638 | 0 | 0 | 557.7258 | 174010 | 0 | 0 | 0 | 0 | 0 | 0 | 0 | 0
17 | 204100000 | Providing and applying PROMASTOP CEMENT System (or equivalent) for sealing of Fire Fighting Shaft | [8 empty] | Sqm. | 22 | 511 | 21.462 | 25.2638 | 0 | 0 | 557.7258 | 12270 | 0 | 0 | 0 | 0 | 0 | 0 | 0 | 0
18 | 204100000 | Providing and applying PROMASEAL Bulkhead System (or equivalent) for the sealing of electrical shaft / Data cable shaft | [8 empty] | Sqm. | 46 | 511 | 21.462 | 25.2638 | 0 | 0 | 557.7258 | 25655 | 0 | 0 | 0 | 0 | 0 | 0 | 0 | 0
19 | 204100000 | Providing and applying PROMASTOP CEMENT System | [8 empty] | Cum. | 0 | 554 | 23.268 | 27.3898 | 0 | 0 | 604.6578 | 0 | 0 | 0 | 0 | 0 | 0 | 0 | 0 | 0
20 | 204100000 | Providing and applying Promaseal Intumescent Sealant Small Gaps around Ducts and Pipe all as per manufacturers specification, etc complete. | [8 empty] | Nil | 0 | 0 | 0 | 0 | 0 | 0 | 0 | 0 | 0 | 0 | 0 | 0 | 0 | 0 | 0 | 0
20.1 | 204100000 | 10mm Wide x 10mm Depth Gap / Openings | [8 empty] | Rmt. | 234 | 341 | 14.322 | 16.859 | 0 | 0 | 372.181 | 87090 | 0 | 0 | 0 | 0 | 0 | 0 | 0 | 0
20.2 | 204100000 | 20 mm Wide x 10mm Depth Gap / Openings | [8 empty] | Rmt. | 140 | 540 | 22.68 | 26.6976 | 0 | 0 | 589.3776 | 82513 | 0 | 0 | 0 | 0 | 0 | 0 | 0 | 0
21 | 204100000 | Providing & installing impact and fire resistant partitions, tested as per BS:476: Part-II, Promina-60 Shaft Wall partitions system | [8 empty] | Sqm. | 0 | 710 | 29.82 | 35.1024 | 0 | 0 | 774.9224 | 0 | 0 | 0 | 0 | 0 | 0 | 0 | 0 | 0
22 | 204100000 | Supplying, fabricating, assembling & installing in position, for all heights & leads, Rough Ground for Aluminium windows | [8 empty] | Kg. | 5300 | 639 | 26.838 | 31.5922 | 0 | 0 | 697.4302 | 3696380 | 0 | 0 | 0 | 0 | 0 | 0 | 0 | 0
23 | 204100000 | Providing and fixing wood work in frames for doors | [8 empty] | Nil | 0 | 0 | 0 | 0 | 0 | 0 | 0 | 0 | 0 | 0 | 0 | 0 | 0 | 0 | 0 | 0
23.1 | 204100000 | Using approved first quality seasoned African teak wood | [8 empty] | Cum. | 0 | 125499 | 5270.958 | 6204.6706 | 0 | 0 | 136974.6286 | 0 | 0 | 0 | 0 | 0 | 0 | 0 | 0 | 0
C | 205010000 | ROADS & PAVEMENTS | [8 empty] | Nil | 0 | 0 | 0 | 0 | 0 | 0 | 0 | 0 | 0 | 0 | 0 | 0 | 0 | 0 | 0 | 0
1 | 205010000 | Earthwork in excavation for road work in all types of soils | [8 empty] | Nil | 0 | 0 | 0 | 0 | 0 | 0 | 0 | 0 | 0 | 0 | 0 | 0 | 0 | 0 | 0 | 0
1.1 | 205010000 | Excavation in all types of soil, soft or hard murum, stiff clay, etc. upto 1.50m below G.L. | [8 empty] | Cum. | 795 | 106 | 4.452 | 5.2406 | 0 | 0 | 115.6926 | 91976 | 0 | 0 | 0 | 0 | 0 | 0 | 0 | 0
2 | 205010000 | Clearing and Grubbing upto a depth of 300mm | [8 empty] | Cum. | 1559 | 11 | 0.462 | 0.54384 | 0 | 0 | 12.0058 | 18717 | 0 | 0 | 0 | 0 | 0 | 0 | 0 | 0
3 | 205010000 | Filling in plot area and at other locations with selected approved material | [8 empty] | Nil | 0 | 0 | 0 | 0 | 0 | 0 | 0 | 0 | 0 | 0 | 0 | 0 | 0 | 0 | 0 | 0
3.1 | 205010000 | Filling with selected approved earth available from the site excavation | [8 empty] | Cum. | 0 | 50 | 2.1 | 2.472 | 0 | 0 | 54.572 | 0 | 0 | 0 | 0 | 0 | 0 | 0 | 0 | 0
3.2 | 205010000 | Filling with selected approved earth brought from outside. | [8 empty] | Cum. | 3908 | 236 | 9.912 | 11.6678 | 0 | 0 | 257.5798 | 1006622 | 0 | 0 | 0 | 0 | 0 | 0 | 0 | 0
4 | 205010000 | Construction of sub-grade 500 mm thick a | [8 empty] | Cum. | 159 | 142 | 5.964 | 7.0205 | 0 | 0 | 154.9845 | 24643 | 0 | 0 | 0 | 0 | 0 | 0 | 0 | 0
5 | 205010000 | Providing and laying Granular Sub Base (drainage layer) | [8 empty] | Cum. | 48 | 3394 | 142.548 | 167.7994 | 0 | 0 | 3704.3474 | 177809 | 0 | 0 | 0 | 0 | 0 | 0 | 0 | 0
6 | 205010000 | Providing and laying Wet Mix Macadam with paver finisher | [8 empty] | Cum. | 48 | 3905 | 164.01 | 193.0632 | 0 | 0 | 4262.0732 | 204580 | 0 | 0 | 0 | 0 | 0 | 0 | 0 | 0
7 | 205010000 | Providing Bituminous primer coat over granular surface | [8 empty] | Sqm | 318 | 54 | 2.268 | 2.6698 | 0 | 0 | 58.9378 | 18742 | 0 | 0 | 0 | 0 | 0 | 0 | 0 | 0
8 | 205010000 | Providing Bituminous tack coat with bitumen emulsion t | [8 empty] | Sqm | 636 | 38 | 1.596 | 1.8787 | 0 | 0 | 41.4747 | 26378 | 0 | 0 | 0 | 0 | 0 | 0 | 0 | 0
9 | 205010000 | Providing and laying Dense Bituminous Macadam in a single layer of 50mm compacted thickness on prepared surface | [8 empty] | Cum | 16 | 10437 | 438.354 | 516.0053 | 0 | 0 | 11391.3593 | 182262 | 0 | 0 | 0 | 0 | 0 | 0 | 0 | 0
10 | 205010000 | Providing and laying Bituminous Concrete in a single layer | [8 empty] | Cum | 13 | 13043 | 547.806 | 644.8459 | 0 | 0 | 14235.6519 | 185063 | 0 | 0 | 0 | 0 | 0 | 0 | 0 | 0
11 | 205010000 | Providing and laying Dry Lean Concrete sub base including providing coarse and fine aggregate | [8 empty] | Cum. | 48 | 4724 | 198.408 | 233.5546 | 0 | 0 | 5155.9626 | 247486 | 0 | 0 | 0 | 0 | 0 | 0 | 0 | 0
12 | 205010000 | Providing and laying Pavement Quality Concrete of M-40 grade | [8 empty] | Cum. | 95 | 7685 | 322.77 | 379.9464 | 0 | 0 | 8387.7164 | 796833 | 0 | 0 | 0 | 0 | 0 | 0 | 0 | 0
13 | 205010000 | Providing and laying heavy duty, factory made, pre-cast, cement concrete Inter locking paver blocks (conforming to IS 15658 : 2006) of grade as specified below, admixed with approved pigments in pavements / floors, | [8 empty] | Nil | 0 | 0 | 0 | 0 | 0 | 0 | 0 | 0 | 0 | 0 | 0 | 0 | 0 | 0 | 0 | 0
13.1 | 205010000 | In Interlocking paver blocks in M-40 Grade and of 110mm thickness | [8 empty] | Sqm. | 0 | 1193 | 50.106 | 58.9819 | 0 | 0 | 1302.0879 | 0 | 0 | 0 | 0 | 0 | 0 | 0 | 0 | 0
14 | 205010000 | Providing and laying cast-in-situ reinforced cellular paving using Grass Crete formers type-GC2sc | [8 empty] | Sqm. | 1250 | 1278 | 53.676 | 63.1843 | 0 | 0 | 1394.8603 | 1743575 | 0 | 0 | 0 | 0 | 0 | 0 | 0 | 0
15 | 205010000 | Providing and filling expansion joints by using non-staining, non-deteriorating, alkali resistant, closed cell polymer based expansion joint filler boards of Sil-Flex / Duraboard HD100 | [8 empty] | Sqm. | 61 | 1243 | 52.206 | 61.4539 | 0 | 0 | 1356.6599 | 82756 | 0 | 0 | 0 | 0 | 0 | 0 | 0 | 0
16 | 205010000 | Providing and laying in position bitumen hot sealing compound for expansion joints etc. using grade A sealing compound. | [8 empty] | Rmt. | 117 | 64 | 2.688 | 3.1642 | 0 | 0 | 69.8522 | 8173 | 0 | 0 | 0 | 0 | 0 | 0 | 0 | 0
17 | 205010000 | Providing & installing permanent coloured modular interlocking high impact resistant speed bumps | [8 empty] | Nil | 0 | 0 | 0 | 0 | 0 | 0 | 0 | 0 | 0 | 0 | 0 | 0 | 0 | 0 | 0 | 0
17.1 | 205010000 | Speed Bumps of module 16" width x 12" length x 2" high | [8 empty] | Rmt. | 20 | 2343 | 98.406 | 115.8379 | 0 | 0 | 2557.2439 | 51145 | 0 | 0 | 0 | 0 | 0 | 0 | 0 | 0
18 | 205010000 | Providing and laying machine cut, flamed / honed stone slab in flooring / paving, | [8 empty] | Nil | 0 | 0 | 0 | 0 | 0 | 0 | 0 | 0 | 0 | 0 | 0 | 0 | 0 | 0 | 0 | 0
18.1 | 205010000 | In approved flamed / honed Granite stone slab, minimum 30mm thick | [8 empty] | Sqm. | 1250 | 4225 | 177.45 | 208.884 | 0 | 0 | 4611.334 | 5764168 | 0 | 0 | 0 | 0 | 0 | 0 | 0 | 0
19 | 205010000 | Pavement marking with hot applied thermoplastic paints conforming to ASTM D 36 / BS-3262 as per drawings and clause 803 of MoRTH specifications | [8 empty] | Sqm. | 45 | 1207 | 50.694 | 59.6741 | 0 | 0 | 1317.3681 | 59282 | 0 | 0 | 0 | 0 | 0 | 0 | 0 | 0
20 | 205010000 | Providing and fixing (also in curvature wherever required) pre-cast kerb stone in PCC (grade M20) | [8 empty] | Nil | 0 | 0 | 0 | 0 | 0 | 0 | 0 | 0 | 0 | 0 | 0 | 0 | 0 | 0 | 0 | 0
20.1 | 205010000 | Pre-cast Kerb in M20 grade concrete of 150mm x 400mm deep | [8 empty] | Rmt. | 340 | 852 | 35.784 | 42.1229 | 0 | 0 | 929.9069 | 316168 | 0 | 0 | 0 | 0 | 0 | 0 | 0 | 0
20.2 | 205010000 | Pre-cast Kerb and channel in M20 grade concrete of size 425mm wide base (175 kerb + 250 channel), 150mm high kerb above the base and 150mm thick overall. | [8 empty] | Rmt. | 340 | 639 | 26.838 | 31.5922 | 0 | 0 | 697.4302 | 237126 | 0 | 0 | 0 | 0 | 0 | 0 | 0 | 0
21 | 205010000 | Providing and laying with collars, heavy duty, non-pressure RCC pipes with hemp rope and cement mortar in proportion 1:2 in joints, including cost of jointing materials, etc. complete for following diameter. | [8 empty] | Nil | 0 | 0 | 0 | 0 | 0 | 0 | 0 | 0 | 0 | 0 | 0 | 0 | 0 | 0 | 0 | 0
21.1 | 205010000 | 450 mm dia RCC pipes of NP3 grade. | [8 empty] | Rmt. | 25 | 1889 | 79.338 | 93.3922 | 0 | 0 | 2061.7302 | 51543 | 0 | 0 | 0 | 0 | 0 | 0 | 0 | 0
21.2 | 205010000 | 300 mm dia RCC pipes of NP3 grade. | [8 empty] | Rmt. | 25 | 1093 | 45.906 | 54.0379 | 0 | 0 | 1192.9439 | 29824 | 0 | 0 | 0 | 0 | 0 | 0 | 0 | 0
21.3 | 205010000 | 250 mm dia RCC pipes of NP3 grade. | [8 empty] | Rmt. | 25 | 895 | 37.59 | 44.2488 | 0 | 0 | 976.8388 | 24421 | 0 | 0 | 0 | 0 | 0 | 0 | 0 | 0
21.4 | 205010000 | 150 mm dia RCC pipes of NP3 grade. | [8 empty] | Rmt. | 25 | 710 | 29.82 | 35.1024 | 0 | 0 | 774.9224 | 19373 | 0 | 0 | 0 | 0 | 0 | 0 | 0 | 0
22 | 205010000 | Providing and Constructing 1200x 900mm Inspection Chamber upto 1200mm | [8 empty] | Each | 6 | 9940 | 417.48 | 491.4336 | 0 | 0 | 10848.9136 | 65093 | 0 | 0 | 0 | 0 | 0 | 0 | 0 | 0
D | 205020000 | COMPOUND WALL & GATES | [8 empty] | Nil | 0 | 0 | 0 | 0 | 0 | 0 | 0 | 0 | 0 | 0 | 0 | 0 | 0 | 0 | 0 | 0
1 | 205020000 | Excavation for foundation / trenches | [8 empty] | Nil | 0 | 0 | 0 | 0 | 0 | 0 | 0 | 0 | 0 | 0 | 0 | 0 | 0 | 0 | 0 | 0
1.1 | 205020000 | Upto the specified RL for all depths | [8 empty] | Cum. | 1365 | 106 | 4.452 | 5.2406 | 0 | 0 | 115.6926 | 157920 | 0 | 0 | 0 | 0 | 0 | 0 | 0 | 0
2 | 205020000 | Disposal of surplus excavated materials | [8 empty] | Nil | 0 | 0 | 0 | 0 | 0 | 0 | 0 | 0 | 0 | 0 | 0 | 0 | 0 | 0 | 0 | 0
2.1 | 205020000 | Disposal of excavated materials to dumping ground as arranged by the contractor | [8 empty] | Cum. | 683 | 28 | 1.176 | 1.3843 | 0 | 0 | 30.5603 | 20873 | 0 | 0 | 0 | 0 | 0 | 0 | 0 | 0
3 | 205020000 | Backfilling of sides of structures | [8 empty] | Nil | 0 | 0 | 0 | 0 | 0 | 0 | 0 | 0 | 0 | 0 | 0 | 0 | 0 | 0 | 0 | 0
3.1 | 205020000 | Backfilling with selected approved earth available from the site excavation | [8 empty] | Cum. | 682 | 56 | 2.352 | 2.7686 | 0 | 0 | 61.1206 | 41684 | 0 | 0 | 0 | 0 | 0 | 0 | 0 | 0
3.2 | 205020000 | Backfilling with selected approved earth brought from outside. | [8 empty] | Cum. | 487 | 234 | 9.828 | 11.569 | 0 | 0 | 255.397 | 124378 | 0 | 0 | 0 | 0 | 0 | 0 | 0 | 0
4 | 205020000 | Providing and laying dry stone packing | [8 empty] | Cum. | 44 | 2557 | 107.394 | 126.4181 | 0 | 0 | 2790.8121 | 122796 | 0 | 0 | 0 | 0 | 0 | 0 | 0 | 0
5 | 205020000 | Providing and laying in position ready mixed plain cement concrete | [8 empty] | Nil | 0 | 0 | 0 | 0 | 0 | 0 | 0 | 0 | 0 | 0 | 0 | 0 | 0 | 0 | 0 | 0
5.1 | 205020000 | In foundation pits, below pile caps, footings, rafts etc. | [8 empty] | Cum. | 30 | 6468 | 271.656 | 319.7779 | 0 | 0 | 7059.4339 | 211783 | 0 | 0 | 0 | 0 | 0 | 0 | 0 | 0
6 | 205020000 | Providing and laying in position ready mixed cement concrete (RMC) | [8 empty] | Nil | 0 | 0 | 0 | 0 | 0 | 0 | 0 | 0 | 0 | 0 | 0 | 0 | 0 | 0 | 0 | 0
6.1 | 205020000 | In foundations, footings, strip footings etc. | [8 empty] | Cum. | 63 | 7618 | 319.956 | 376.6339 | 0 | 0 | 8314.5899 | 523819 | 0 | 0 | 0 | 0 | 0 | 0 | 0 | 0
6.2 | 205020000 | In columns in a square / rectangular profile | [8 empty] | Cum. | 41 | 7618 | 319.956 | 376.6339 | 0 | 0 | 8314.5899 | 340898 | 0 | 0 | 0 | 0 | 0 | 0 | 0 | 0
6.3 | 205020000 | In beams, tie-beams etc. in straight profile | [8 empty] | Cum. | 11 | 7653 | 321.426 | 378.3643 | 0 | 0 | 8352.7903 | 91881 | 0 | 0 | 0 | 0 | 0 | 0 | 0 | 0
6.4 | 205020000 | In sills, copings etc. | [8 empty] | Cum. | 5 | 7653 | 321.426 | 378.3643 | 0 | 0 | 8352.7903 | 41764 | 0 | 0 | 0 | 0 | 0 | 0 | 0 | 0
7 | 205020000 | Providing & fixing in position, centering and shuttering | [8 empty] | Nil | 0 | 0 | 0 | 0 | 0 | 0 | 0 | 0 | 0 | 0 | 0 | 0 | 0 | 0 | 0 | 0
7.1 | 205020000 | In PCC Work in foundation pits, below pile caps, footings, rafts etc. | [8 empty] | Sqm. | 98 | 364 | 15.288 | 17.9962 | 0 | 0 | 397.2842 | 38934 | 0 | 0 | 0 | 0 | 0 | 0 | 0 | 0
7.2 | 205020000 | In RCC foundations, footings, strip footings etc. | [8 empty] | Sqm. | 193 | 364 | 15.288 | 17.9962 | 0 | 0 | 397.2842 | 76676 | 0 | 0 | 0 | 0 | 0 | 0 | 0 | 0
7.3 | 205020000 | In RCC columns in a square / rectangular profile | [8 empty] | Sqm. | 680 | 470 | 19.74 | 23.2368 | 0 | 0 | 512.9768 | 348824 | 0 | 0 | 0 | 0 | 0 | 0 | 0 | 0
7.4 | 205020000 | In RCC beams, tie-beams etc. in straight profile | [8 empty] | Sqm. | 106 | 448 | 18.816 | 22.1491 | 0 | 0 | 488.9651 | 51830 | 0 | 0 | 0 | 0 | 0 | 0 | 0 | 0
7.5 | 205020000 | In RCC sills, copings etc. | [8 empty] | Sqm. | 30 | 491 | 20.622 | 24.275 | 0 | 0 | 535.897 | 16077 | 0 | 0 | 0 | 0 | 0 | 0 | 0 | 0
8 | 205020000 | Providing and fixing in position following steel reinforcement bars | [8 empty] | Nil | 0 | 0 | 0 | 0 | 0 | 0 | 0 | 0 | 0 | 0 | 0 | 0 | 0 | 0 | 0 | 0
8.1 | 205020000 | TMT bars conforming to IS-1786, grade Fe-500D | [8 empty] | MT. | 12 | 60000 | 2520 | 2966.4 | 0 | 0 | 65486.4 | 785837 | 0 | 0 | 0 | 0 | 0 | 0 | 0 | 0
9 | 205020000 | Supplying, fabricating, assembling, hoisting / erecting and fixing in position at locations specified below, structural steel works of MS hollow (square / rectangular) tubular sections conforming to IS 4923 | [8 empty] | Nil | 0 | 0 | 0 | 0 | 0 | 0 | 0 | 0 | 0 | 0 | 0 | 0 | 0 | 0 | 0 | 0
9.1 | 205020000 | In Compound Wall (Front Side) | [8 empty] | MT. | 3 | 96170 | 4039.14 | 4754.6448 | 0 | 0 | 104963.7848 | 314891 | 0 | 0 | 0 | 0 | 0 | 0 | 0 | 0
10 | 205020000 | Supplying, fabricating, assembling, hoisting / erecting and fixing in position at all heights and with all leads, Structural steel works of MS Tubular Pipe sections conforming to IS 1161, | [8 empty] | Nil | 0 | 0 | 0 | 0 | 0 | 0 | 0 | 0 | 0 | 0 | 0 | 0 | 0 | 0 | 0 | 0
10.1 | 205020000 | In MS tubular pipe sections for Entrance Gate (Manual Controlled Gate) | [8 empty] | MT. | 0.75 | 96170 | 4039.14 | 4754.6448 | 0 | 0 | 104963.7848 | 78723 | 0 | 0 | 0 | 0 | 0 | 0 | 0 | 0
11 | 205020000 | Extra over items 9.0 & 10.0 above for preparing the surface to ensure complete removal of mill scale by grit blasting confirming to SA 2.5 to achieve rust free surface. | [8 empty] | MT. | 3.75 | 5680 | 238.56 | 280.8192 | 0 | 0 | 6199.3792 | 23248 | 0 | 0 | 0 | 0 | 0 | 0 | 0 | 0
12 | 205020000 | Extra over items 9.0 & 10.0 above for providing and applying "Intergard-251" (manufactured by Akzonobel | [8 empty] | MT. | 3.75 | 9940 | 417.48 | 491.4336 | 0 | 0 | 10848.9136 | 40683 | 0 | 0 | 0 | 0 | 0 | 0 | 0 | 0
13 | 205020000 | Extra over items 9.0 & 10.0 above for providing and applying "Interthane-990" (manufactured by Akzonobel | [8 empty] | MT. | 3.75 | 2130 | 89.46 | 105.3072 | 0 | 0 | 2324.7672 | 8718 | 0 | 0 | 0 | 0 | 0 | 0 | 0 | 0
14 | 205020000 | Providing and constructing precast concrete solid block masonry in cement mortar 1:6 (1 cement : 6 coarse sand) | [8 empty] | Nil | 0 | 0 | 0 | 0 | 0 | 0 | 0 | 0 | 0 | 0 | 0 | 0 | 0 | 0 | 0 | 0
14.1 | 205020000 | In 200mm thick or above (nominal dimension) precast solid concrete block masonry | [8 empty] | Sqm. | 1350 | 1833 | 76.986 | 90.6235 | 0 | 0 | 2000.6095 | 2700823 | 0 | 0 | 0 | 0 | 0 | 0 | 0 | 0
15 | 205020000 | Providing and applying minimum 25mm thick external sand faced cement sand plaster in two coats at all heights and levels, first coat to be 15 mm thick cement sand mortar 1:4 (1 cement : 4 fine sand) | [8 empty] | Sqm. | 1856 | 446 | 18.732 | 22.0502 | 0 | 0 | 486.7822 | 903468 | 0 | 0 | 0 | 0 | 0 | 0 | 0 | 0
16 | 205020000 | Providing & fixing G.I. Hexagonal chicken wire mesh of 19 size of aperture (12mm x 20 guage) confirming to IS : 3150 | [8 empty] | Sqm. | 130 | 57 | 2.394 | 2.8181 | 0 | 0 | 62.2121 | 8088 | 0 | 0 | 0 | 0 | 0 | 0 | 0 | 0
17 | 205020000 | Providing & applying two coats of acrylic paints to the external surfaces whether plastered or form finish, using exterior quality acrylic weather shield paint | [8 empty] | Sqm. | 1670 | 284 | 11.928 | 14.041 | 0 | 0 | 309.969 | 517648 | 0 | 0 | 0 | 0 | 0 | 0 | 0 | 0
18 | 205020000 | Providing and applying polymer based synthetic "Renovo" textured paint (manufactured by Damani Dyestuff | [8 empty] | Nil | 0 | 0 | 0 | 0 | 0 | 0 | 0 | 0 | 0 | 0 | 0 | 0 | 0 | 0 | 0 | 0
18.1 | 205020000 | Synthetic textured paint in non-metallic finish (For front side of compound wall) | [8 empty] | Sqm. | 186 | 256 | 10.752 | 12.6566 | 0 | 0 | 279.4086 | 51970 | 0 | 0 | 0 | 0 | 0 | 0 | 0 | 0
18.2 | 205020000 | Synthetic textured paint in metallic finish | [8 empty] | Sqm. | 0 | 241 | 10.122 | 11.915 | 0 | 0 | 263.037 | 0 | 0 | 0 | 0 | 0 | 0 | 0 | 0 | 0
19 | 205020000 | Providing and erecting approximately 1.5 metre high wire fencing with seven rows of barbed wire | [8 empty] | Rmt. | 278 | 639 | 26.838 | 31.5922 | 0 | 0 | 697.4302 | 193886 | 0 | 0 | 0 | 0 | 0 | 0 | 0 | 0
20 | 205020000 | Providing, fabricating, installing, testing & commissioning of Automatic Slidng Gate Operating System comprising of M.S.Sliding gate (of size 7000mm x 1800mm size, minimum 60 Kg / Sft.) | [8 empty] | Each | 1 | 1207000 | 50694 | 59674.08 | 0 | 0 | 1317368.08 | 1317368 | 0 | 0 | 0 | 0 | 0 | 0 | 0 | 0
E | 205030000 | STORM WATER DRAIN | [8 empty] | Nil | 0 | 0 | 0 | 0 | 0 | 0 | 0 | 0 | 0 | 0 | 0 | 0 | 0 | 0 | 0 | 0
1 | 205030000 | Excavation for foundation / trenches | [8 empty] | Nil | 0 | 0 | 0 | 0 | 0 | 0 | 0 | 0 | 0 | 0 | 0 | 0 | 0 | 0 | 0 | 0
1.1 | 205030000 | Excavation in all types of soil, soft or hard murum, stiff clay, etc. upto 1.50m below G.L. | [8 empty] | Cum. | 565 | 99 | 4.158 | 4.8946 | 0 | 0 | 108.0526 | 61050 | 0 | 0 | 0 | 0 | 0 | 0 | 0 | 0
2 | 205030000 | Disposal of surplus excavated materials | [8 empty] | Nil | 0 | 0 | 0 | 0 | 0 | 0 | 0 | 0 | 0 | 0 | 0 | 0 | 0 | 0 | 0 | 0
2.1 | 205030000 | Disposal of excavated materials to dumping ground as arranged by the contractor | [8 empty] | Cum. | 565 | 28 | 1.176 | 1.3843 | 0 | 0 | 30.5603 | 17267 | 0 | 0 | 0 | 0 | 0 | 0 | 0 | 0
3 | 205030000 | Providing and laying in position ready mixed plain cement concrete , manufactured as per approved design mix cement concrete of M-15 Grade | [8 empty] | Nil | 0 | 0 | 0 | 0 | 0 | 0 | 0 | 0 | 0 | 0 | 0 | 0 | 0 | 0 | 0 | 0
3.1 | 205030000 | In foundation pits below base slabs & inside drain for anti-scour treatment | [8 empty] | Cum. | 38 | 6468 | 271.656 | 319.7779 | 0 | 0 | 7059.4339 | 268258 | 0 | 0 | 0 | 0 | 0 | 0 | 0 | 0
4 | 205030000 | Providing and laying in position ready mixed cement concrete (RMC) , manufactured as per approved design mix cement concrete of M-25 Grade | [8 empty] | Nil | 0 | 0 | 0 | 0 | 0 | 0 | 0 | 0 | 0 | 0 | 0 | 0 | 0 | 0 | 0 | 0
4.1 | 205030000 | In base slabs | [8 empty] | Cum. | 48 | 7093 | 297.906 | 350.6779 | 0 | 0 | 7741.5839 | 371596 | 0 | 0 | 0 | 0 | 0 | 0 | 0 | 0
4.2 | 205030000 | In walls | [8 empty] | Cum. | 88 | 7164 | 300.888 | 354.1882 | 0 | 0 | 7819.0762 | 688079 | 0 | 0 | 0 | 0 | 0 | 0 | 0 | 0
4.3 | 205030000 | In cover slabs | [8 empty] | Cum. | 14 | 7128 | 299.376 | 352.4083 | 0 | 0 | 7779.7843 | 108917 | 0 | 0 | 0 | 0 | 0 | 0 | 0 | 0
5 | 205030000 | Providing & fixing in position, centering and shuttering | [8 empty] | Nil | 0 | 0 | 0 | 0 | 0 | 0 | 0 | 0 | 0 | 0 | 0 | 0 | 0 | 0 | 0 | 0
5.1 | 205030000 | In PCC Work in foundation pits, below footings, rafts etc. | [8 empty] | Sqm. | 56 | 364 | 15.288 | 17.9962 | 0 | 0 | 397.2842 | 22248 | 0 | 0 | 0 | 0 | 0 | 0 | 0 | 0
5.2 | 205030000 | In RCC base slabs | [8 empty] | Sqm. | 84 | 364 | 15.288 | 17.9962 | 0 | 0 | 397.2842 | 33372 | 0 | 0 | 0 | 0 | 0 | 0 | 0 | 0
5.3 | 205030000 | In RCC walls | [8 empty] | Sqm. | 1174 | 484 | 20.328 | 23.929 | 0 | 0 | 528.257 | 620174 | 0 | 0 | 0 | 0 | 0 | 0 | 0 | 0
5.4 | 205030000 | In RCC cover slabs | [8 empty] | Sqm. | 134 | 364 | 15.288 | 17.9962 | 0 | 0 | 397.2842 | 53236 | 0 | 0 | 0 | 0 | 0 | 0 | 0 | 0
6 | 205030000 | Providing and casting Pre-cast RCC in any size and thickness in M20 grade concrete | [8 empty] | Nil | 0 | 0 | 0 | 0 | 0 | 0 | 0 | 0 | 0 | 0 | 0 | 0 | 0 | 0 | 0 | 0
6.1 | 205030000 | In pre-cast RCC cover slabs | [8 empty] | Cum. | 2 | 12188 | 511.896 | 602.5747 | 0 | 0 | 13302.4707 | 26605 | 0 | 0 | 0 | 0 | 0 | 0 | 0 | 0
6.2 | 205030000 | In pre-cast RCC gratings | [8 empty] | Cum. | 4 | 12188 | 511.896 | 602.5747 | 0 | 0 | 13302.4707 | 53210 | 0 | 0 | 0 | 0 | 0 | 0 | 0 | 0
7 | 205030000 | Providing and fixing in position following steel reinforcement bars | [8 empty] | Nil | 0 | 0 | 0 | 0 | 0 | 0 | 0 | 0 | 0 | 0 | 0 | 0 | 0 | 0 | 0 | 0
7.1 | 205030000 | TMT bars conforming to IS-1786, grade Fe-500D | [8 empty] | MT. | 15 | 60000 | 2520 | 2966.4 | 0 | 0 | 65486.4 | 982296 | 0 | 0 | 0 | 0 | 0 | 0 | 0 | 0
8 | 205030000 | Supplying, fabricating, assembling, hoisting / erecting and fixing in position at locations specified below, structural steel works of MS rolled single / built-up sections conforming to IS 2062 | [8 empty] | Nil | 0 | 0 | 0 | 0 | 0 | 0 | 0 | 0 | 0 | 0 | 0 | 0 | 0 | 0 | 0 | 0
8.1 | 205030000 | In supporting MS angle frames, nosing for storm water drains including embedments, inserts etc. | [8 empty] | MT. | 3.5 | 96170 | 4039.14 | 4754.6448 | 0 | 0 | 104963.7848 | 367373 | 0 | 0 | 0 | 0 | 0 | 0 | 0 | 0
9 | 205030000 | Extra over item 8.0 above for providing and applying two coats of synthetic enamel paint | [8 empty] | MT. | 3.5 | 4970 | 208.74 | 245.7168 | 0 | 0 | 5424.4568 | 18986 | 0 | 0 | 0 | 0 | 0 | 0 | 0 | 0
10 | 205030000 | Supplying & filling coarse aggregate filter media of average size 150mm including | [8 empty] | Cum. | 88 | 2569 | 107.898 | 127.0114 | 0 | 0 | 2803.9094 | 246744 | 0 | 0 | 0 | 0 | 0 | 0 | 0 | 0
11 | 205030000 | Supplying & filling coarse aggregate filling 40mm to 60mm size | [8 empty] | Cum. | 88 | 2569 | 107.898 | 127.0114 | 0 | 0 | 2803.9094 | 246744 | 0 | 0 | 0 | 0 | 0 | 0 | 0 | 0
12 | 205030000 | Providing and Constructing 1500x1000mm Inspection Chamber upto 1500mm | [8 empty] | Each | 12 | 9940 | 417.48 | 491.4336 | 0 | 0 | 10848.9136 | 130187 | 0 | 0 | 0 | 0 | 0 | 0 | 0 | 0
V | 208000000 | For Vastu Work | [8 empty] | Nil | 0 | 0 | 0 | 0 | 0 | 0 | 0 | 0 | 0 | 0 | 0 | 0 | 0 | 0 | 0 | 0
I | 208000000 | EXCAVATION | [8 empty] | Nil | 0 | 0 | 0 | 0 | 0 | 0 | 0 | 0 | 0 | 0 | 0 | 0 | 0 | 0 | 0 | 0
1 | 208000000 | Earthwork in mass excavation for basement | [8 empty] | Nil | 0 | 0 | 0 | 0 | 0 | 0 | 0 | 0 | 0 | 0 | 0 | 0 | 0 | 0 | 0 | 0
1.1 | 208000000 | In all types of ordinary and hard soils - | [8 empty] | Nil | 0 | 0 | 0 | 0 | 0 | 0 | 0 | 0 | 0 | 0 | 0 | 0 | 0 | 0 | 0 | 0
1.1.1 | 208000000 | Upto the specified RL for all depths | [8 empty] | Cum. | 0 | 85 | 3.57 | 4.2024 | 0 | 0 | 92.7724 | 0 | 0 | 0 | 0 | 0 | 0 | 0 | 0 | 0
VI | 208000000 | MASONRY | [8 empty] | Nil | 0 | 0 | 0 | 0 | 0 | 0 | 0 | 0 | 0 | 0 | 0 | 0 | 0 | 0 | 0 | 0
1 | 208000000 | Providing and constructing Brick Masonry, with locally available first quality bricks of class designation 75 in cement mortar CM 1:6 (1 cement : 6 coarse sand) | [8 empty] | Nil | 0 | 0 | 0 | 0 | 0 | 0 | 0 | 0 | 0 | 0 | 0 | 0 | 0 | 0 | 0 | 0
1.1 | 208000000 | 230mm thick and above (nominal dimension) Brick Masonry ( In basement) | [8 empty] | Cum. | 0 | 5079 | 213.318 | 251.1058 | 0 | 0 | 5543.4238 | 0 | 0 | 0 | 0 | 0 | 0 | 0 | 0 | 0
2 | 208000000 | Providing and constructing Brick masonry in 115mm thick at all levels with locally available first quality bricks in cement mortar CM 1:4 (1 cement : 4 coarse sand) (In superstructure) | [8 empty] | Sqm. | 0 | 858 | 36.036 | 42.4195 | 0 | 0 | 936.4555 | 0 | 0 | 0 | 0 | 0 | 0 | 0 | 0 | 0
VII | 208000000 | INTERNAL PLASTERING | [8 empty] | Nil | 0 | 0 | 0 | 0 | 0 | 0 | 0 | 0 | 0 | 0 | 0 | 0 | 0 | 0 | 0 | 0
1 | 208000000 | Providing and applying 15mm thick plaster in cement mortar 1:4 (1 cement : 4 fine sand); to internal surfaces (For internal concrete & masonry surfaces in basements) | [8 empty] | Sqm. | 0 | 229 | 9.618 | 11.3218 | 0 | 0 | 249.9398 | 0 | 0 | 0 | 0 | 0 | 0 | 0 | 0 | 0
II | 208000000 | STRUCTURAL STEEL | [8 empty] | Nil | 0 | 0 | 0 | 0 | 0 | 0 | 0 | 0 | 0 | 0 | 0 | 0 | 0 | 0 | 0 | 0
1 | 208000000 | Supplying, fabricating, assembling, hoisting / erecting and fixing in position at locations specified below, structural steel works of MS rolled single / built-up sections conforming to IS 2062, | [8 empty] | Nil | 0 | 0 | 0 | 0 | 0 | 0 | 0 | 0 | 0 | 0 | 0 | 0 | 0 | 0 | 0 | 0
1.1 | 208000000 | In MS angles for column guards, nosing in trench walls, steps etc. | [8 empty] | MT. | 0 | 90490 | 3800.58 | 4473.8256 | 0 | 0 | 98764.4056 | 0 | 0 | 0 | 0 | 0 | 0 | 0 | 0 | 0

## COP Facesheet
CHARTERED HOTELS PVT. LTD.
CERTIFICATE OF PAYMENT
COP No.:-HAMPI/280 |  |  |  |  | Date.:- 27/07/2011
Project Code:- |  | 002 |  |  | Not For Payment
Project:- |  | Hyatt Place -Hampi
Work: | Supply, Installation, testing & commisioning of low side HVAC work |  |  | M/s Perfect Infra Engineering Ltd.
Budget Code:- |  |  |  | #812, Ground floor, 8th A main, 23 cross, 7 sectors, HSR layout, Bangalore 560095
W.O. / P.O. No. & Date:- |  |  | CHPL/002/WO/10-11/0050 Dated : 19.05.2010 | PAN No.:- AABCP0122A
Original W.O. Value:- |  |  | 6905433 | VAT No.:- 29790851674 CST NO- 27740016613C Service Tax No:- ST/M-11/MRS/REGN/757610
WO Amendment No.:- |  |  |  | Invoice No. BLR-007/2010 dated 22 nd Dec 2010
Amended WO/PO Value:-
Sr. No. | Description of Work |  |  | Previous Certified Amount INR | Current Certified Amount INR | Cumulative Certified Amount INR
| Certificate Type:- |  |  |  | I
| Certificate No.:- |  |  |  | R003
A | Work Done Amount
1 | Net Supply and Installation Amount |  |  |  | 0 | 0
2 | VAT |  |  |  | 0 | 0
3 | Service Tax. |  |  |  | 0 | 0
4 | CESS |  |  |  | 0 | 0
5 | Others |  |  |  | 0 | 0
A | Gross Amount for Work Done As per this Bill |  |  | 0 | 0 | 0
B | Recoveries:-
1 | Recovery of Advance (@13.333%)
2 | Recovery of water Charges for Water Consumed
3 | Recovery of Power ( For Electricity Consumed)
4 | Recovery of Monthly Advance ( if any)
5 | Recovery of unsecured Advance( Including Expired Bank Guarantee
6 | Recovery of Insurance Premium
7 | Debit for Non removing of debris
8 | Retention Amount (as per Contract Conditions 5%)
9 | Non Conformity of Concrete |  |  |  | 0
10 | Miscellaneous
B | Total Gross Recoveries:- |  |  | 0 | 0 | 0
C | Other Payments |  |  |  | 0
1 | Mobilisation Advance |  |  |  | 0
2 | Ad-Hoc Certification |  |  |  | 0
3 | Secured Advance |  |  |  | 0
4 | Travel Reimbursement
| Net Amount of Other Payments |  |  |  | 0
| Service Tax ON Other Payments, if any. |  |  |  | 0
C | Gross Amount for Other Payments |  |  | 0 | 0 | 0
| Gross Certified as Per This Bill A-B+C |  |  |  | 0 | 0
Rs. (In Words):
Mode of Payment:-
Remarks:-
Prepared By |  | Checked By |  | Approved By | Approved By
QS and Contracts |  | Asst.GM - Contracts |  | GM -Project | GM -Contracts
CHPL
CHPL
CHPL